7997 | Winston | WD11 | Petroleum Liquids | 2.5 | Electric Utility
7997 | Winston | WD12 | Petroleum Liquids | 2.5 | Electric Utility
7997 | Winston | WD13 | Petroleum Liquids | 2.5 | Electric Utility
7997 | Winston | WD14 | Petroleum Liquids | 2.5 | Electric Utility
7997 | Winston | WD15 | Petroleum Liquids | 2.5 | Electric Utility
7997 | Winston | WD16 | Petroleum Liquids | 2.5 | Electric Utility
7997 | Winston | WD17 | Petroleum Liquids | 2.5 | Electric Utility
7997 | Winston | WD18 | Petroleum Liquids | 2.5 | Electric Utility
7997 | Winston | WD19 | Petroleum Liquids | 2.5 | Electric Utility
7997 | Winston | WD20 | Petroleum Liquids | 2.5 | Electric Utility
7999 | Grays Harbor Energy Facility | CT1 | Natural Gas Fired Combined Cycle | 198.9 | IPP Non-CHP
7999 | Grays Harbor Energy Facility | CT2 | Natural Gas Fired Combined Cycle | 198.9 | IPP Non-CHP
7999 | Grays Harbor Energy Facility | ST1 | Natural Gas Fired Combined Cycle | 300 | IPP Non-CHP
8000 | Beatrice | CT1 | Natural Gas Fired Combined Cycle | 76.6 | Electric Utility
8000 | Beatrice | CT2 | Natural Gas Fired Combined Cycle | 76.6 | Electric Utility
8000 | Beatrice | ST1 | Natural Gas Fired Combined Cycle | 93.9 | Electric Utility
8002 | Newington | 1 | Natural Gas Steam Turbine | 414 | Electric Utility
8004 | Fife Brook | GEN1 | Conventional Hydroelectric | 11.2 | IPP Non-CHP
8005 | Bear Swamp | GEN1 | Hydroelectric Pumped Storage | 300 | IPP Non-CHP
8005 | Bear Swamp | GEN2 | Hydroelectric Pumped Storage | 300 | IPP Non-CHP
8006 | Roseton Generating Facility | 1 | Natural Gas Steam Turbine | 621 | IPP Non-CHP
8006 | Roseton Generating Facility | 2 | Natural Gas Steam Turbine | 621 | IPP Non-CHP
8007 | Holtsville | 1 | Petroleum Liquids | 56.7 | Electric Utility
8007 | Holtsville | 10 | Petroleum Liquids | 56.7 | Electric Utility
8007 | Holtsville | 2 | Petroleum Liquids | 56.7 | Electric Utility
8007 | Holtsville | 3 | Petroleum Liquids | 56.7 | Electric Utility
8007 | Holtsville | 4 | Petroleum Liquids | 56.7 | Electric Utility
8007 | Holtsville | 5 | Petroleum Liquids | 56.7 | Electric Utility
8007 | Holtsville | 6 | Petroleum Liquids | 56.7 | Electric Utility
8007 | Holtsville | 7 | Petroleum Liquids | 56.7 | Electric Utility
8007 | Holtsville | 8 | Petroleum Liquids | 56.7 | Electric Utility
8007 | Holtsville | 9 | Petroleum Liquids | 56.7 | Electric Utility
8008 | Mickleton Station | MICK | Natural Gas Fired Combustion Turbine | 71.2 | IPP Non-CHP
8009 | Auburn State Street | 1 | Natural Gas Fired Combustion Turbine | 7 | Electric Utility
8010 | Murray Turbine | 1 | Natural Gas Fired Combustion Turbine | 14 | Electric Utility
8010 | Murray Turbine | 2 | Natural Gas Fired Combustion Turbine | 14 | Electric Utility
8010 | Murray Turbine | 3 | Natural Gas Fired Combustion Turbine | 14 | Electric Utility
8011 | Three Mile Island | 1 | Nuclear | 980.8 | IPP Non-CHP
8012 | Croydon CT Generating Station | 11 | Petroleum Liquids | 68.3 | IPP Non-CHP
8012 | Croydon CT Generating Station | 12 | Petroleum Liquids | 68.3 | IPP Non-CHP
8012 | Croydon CT Generating Station | 21 | Petroleum Liquids | 68.3 | IPP Non-CHP
8012 | Croydon CT Generating Station | 22 | Petroleum Liquids | 68.3 | IPP Non-CHP
8012 | Croydon CT Generating Station | 31 | Petroleum Liquids | 68.3 | IPP Non-CHP
8012 | Croydon CT Generating Station | 32 | Petroleum Liquids | 68.3 | IPP Non-CHP
8012 | Croydon CT Generating Station | 41 | Petroleum Liquids | 68.3 | IPP Non-CHP
8012 | Croydon CT Generating Station | 42 | Petroleum Liquids | 68.3 | IPP Non-CHP
8013 | Winter | IC 1 | Petroleum Liquids | 2.8 | Electric Utility
8013 | Winter | IC 2 | Petroleum Liquids | 2.8 | Electric Utility
8015 | Paragould Reciprocating | 011 | Natural Gas Internal Combustion Engine | 6.4 | Electric Utility
8015 | Paragould Reciprocating | 021 | Natural Gas Internal Combustion Engine | 6.4 | Electric Utility
8015 | Paragould Reciprocating | 031 | Natural Gas Internal Combustion Engine | 6.4 | Electric Utility
8016 | Factory | 1 | Petroleum Liquids | 26.6 | Electric Utility
8019 | Portage | 1 | Petroleum Liquids | 22.6 | Electric Utility
8020 | Baldwin City Plant No 2 | 7 | Petroleum Liquids | 3.2 | Electric Utility
8020 | Baldwin City Plant No 2 | 8 | Petroleum Liquids | 3.2 | Electric Utility
8022 | Boulder Park | 1 | Natural Gas Internal Combustion Engine | 4.1 | Electric Utility
8022 | Boulder Park | 2 | Natural Gas Internal Combustion Engine | 4.1 | Electric Utility
8022 | Boulder Park | 3 | Natural Gas Internal Combustion Engine | 4.1 | Electric Utility
8022 | Boulder Park | 4 | Natural Gas Internal Combustion Engine | 4.1 | Electric Utility
8022 | Boulder Park | 5 | Natural Gas Internal Combustion Engine | 4.1 | Electric Utility
8022 | Boulder Park | 6 | Natural Gas Internal Combustion Engine | 4.1 | Electric Utility
8023 | Columbia (WI) | 1 | Conventional Steam Coal | 556 | Electric Utility
8023 | Columbia (WI) | 2 | Conventional Steam Coal | 556 | Electric Utility
8026 | Hartzog | 1 | Natural Gas Fired Combustion Turbine | 7.5 | Electric Utility
8026 | Hartzog | 2 | Natural Gas Fired Combustion Turbine | 7.5 | Electric Utility
8026 | Hartzog | 3 | Natural Gas Fired Combustion Turbine | 7.5 | Electric Utility
8027 | Blue Lake | 1 | Petroleum Liquids | 56.7 | Electric Utility
8027 | Blue Lake | 2 | Petroleum Liquids | 56.7 | Electric Utility
8027 | Blue Lake | 3 | Petroleum Liquids | 56.7 | Electric Utility
8027 | Blue Lake | 4 | Petroleum Liquids | 56.7 | Electric Utility
8027 | Blue Lake | 7 | Natural Gas Fired Combustion Turbine | 166.3 | Electric Utility
8027 | Blue Lake | 8 | Natural Gas Fired Combustion Turbine | 166.3 | Electric Utility
8028 | Arvada | 1 | Natural Gas Fired Combustion Turbine | 7.5 | Electric Utility
8028 | Arvada | 2 | Natural Gas Fired Combustion Turbine | 7.5 | Electric Utility
8028 | Arvada | 3 | Natural Gas Fired Combustion Turbine | 7.5 | Electric Utility
8029 | Sycamore (IA) | 1 | Natural Gas Fired Combustion Turbine | 78.8 | Electric Utility
8029 | Sycamore (IA) | 2 | Natural Gas Fired Combustion Turbine | 78.8 | Electric Utility
8030 | Barber Creek | 1 | Natural Gas Fired Combustion Turbine | 7.5 | Electric Utility
8030 | Barber Creek | 2 | Natural Gas Fired Combustion Turbine | 7.5 | Electric Utility
8030 | Barber Creek | 3 | Natural Gas Fired Combustion Turbine | 7.5 | Electric Utility
8031 | Emery Station | 11 | Natural Gas Fired Combined Cycle | 173.4 | Electric Utility
8031 | Emery Station | 12 | Natural Gas Fired Combined Cycle | 173.4 | Electric Utility
8031 | Emery Station | ST1 | Natural Gas Fired Combined Cycle | 256 | Electric Utility
8034 | Yankton | 1 | Natural Gas Internal Combustion Engine | 2.2 | Electric Utility
8034 | Yankton | 2 | Petroleum Liquids | 2.7 | Electric Utility
8034 | Yankton | 3 | Natural Gas Internal Combustion Engine | 6.5 | Electric Utility
8034 | Yankton | 4 | Petroleum Liquids | 2 | Electric Utility
8036 | Cooper Nuclear Station | 1 | Nuclear | 801 | Electric Utility
8037 | Clifton | 1 | Natural Gas Fired Combustion Turbine | 85 | Electric Utility
8037 | Clifton | 2 | Petroleum Liquids | 2.5 | Electric Utility
8042 | Belews Creek | 1 | Conventional Steam Coal | 1245.6 | Electric Utility
8042 | Belews Creek | 2 | Conventional Steam Coal | 1245.6 | Electric Utility
8048 | Anclote | 1 | Natural Gas Steam Turbine | 556.2 | Electric Utility
8048 | Anclote | 2 | Natural Gas Steam Turbine | 556.2 | Electric Utility
8049 | Intercession City | P1 | Petroleum Liquids | 56.7 | Electric Utility
8049 | Intercession City | P10 | Natural Gas Fired Combustion Turbine | 103.5 | Electric Utility
8049 | Intercession City | P11 | Petroleum Liquids | 148.5 | Electric Utility
8049 | Intercession City | P12 | Natural Gas Fired Combustion Turbine | 98.2 | Electric Utility
8049 | Intercession City | P13 | Natural Gas Fired Combustion Turbine | 98.2 | Electric Utility
8049 | Intercession City | P14 | Natural Gas Fired Combustion Turbine | 98.2 | Electric Utility
8049 | Intercession City | P2 | Petroleum Liquids | 56.7 | Electric Utility
8049 | Intercession City | P3 | Petroleum Liquids | 56.7 | Electric Utility
8049 | Intercession City | P4 | Petroleum Liquids | 56.7 | Electric Utility
8049 | Intercession City | P5 | Petroleum Liquids | 56.7 | Electric Utility
8049 | Intercession City | P6 | Petroleum Liquids | 56.7 | Electric Utility
8049 | Intercession City | P7 | Natural Gas Fired Combustion Turbine | 103.5 | Electric Utility
8049 | Intercession City | P8 | Natural Gas Fired Combustion Turbine | 103.5 | Electric Utility
8049 | Intercession City | P9 | Natural Gas Fired Combustion Turbine | 103.5 | Electric Utility
8050 | Juneau | 31 | Petroleum Liquids | 16 | Electric Utility
8053 | Pouch | N01 | Natural Gas Fired Combustion Turbine | 47 | Electric Utility
8054 | Gerald Andrus | 1 | Natural Gas Steam Turbine | 781.4 | Electric Utility
8055 | Arkansas Nuclear One | 1 | Nuclear | 902.5 | Electric Utility
8055 | Arkansas Nuclear One | 2 | Nuclear | 942.5 | Electric Utility
8056 | Waterford 1 & 2 | 1 | Natural Gas Steam Turbine | 445.5 | Electric Utility
8056 | Waterford 1 & 2 | 2 | Natural Gas Steam Turbine | 445.5 | Electric Utility
8056 | Waterford 1 & 2 | 4 | Petroleum Liquids | 41 | Electric Utility
8059 | Comanche (OK) | 1G1 | Natural Gas Fired Combined Cycle | 85 | Electric Utility
8059 | Comanche (OK) | 1G2 | Natural Gas Fired Combined Cycle | 85 | Electric Utility
8059 | Comanche (OK) | 1S | Natural Gas Fired Combined Cycle | 120 | Electric Utility
8059 | Comanche (OK) | IC1 | Petroleum Liquids | 4 | Electric Utility
8063 | DeCordova Steam Electric Station | CT1 | Natural Gas Fired Combustion Turbine | 89.4 | IPP Non-CHP
8063 | DeCordova Steam Electric Station | CT2 | Natural Gas Fired Combustion Turbine | 89.4 | IPP Non-CHP
8063 | DeCordova Steam Electric Station | CT3 | Natural Gas Fired Combustion Turbine | 89.4 | IPP Non-CHP
8063 | DeCordova Steam Electric Station | CT4 | Natural Gas Fired Combustion Turbine | 89.4 | IPP Non-CHP
8066 | Jim Bridger | 1 | Conventional Steam Coal | 608.3 | Electric Utility
8066 | Jim Bridger | 2 | Conventional Steam Coal | 617 | Electric Utility
8066 | Jim Bridger | 3 | Conventional Steam Coal | 608.3 | Electric Utility
8066 | Jim Bridger | 4 | Conventional Steam Coal | 608.3 | Electric Utility
8067 | Fort Lupton | 1 | Natural Gas Fired Combustion Turbine | 50.4 | Electric Utility
8067 | Fort Lupton | 2 | Natural Gas Fired Combustion Turbine | 50.4 | Electric Utility
8068 | Santan | ST1 | Natural Gas Fired Combined Cycle | 103.5 | Electric Utility
8068 | Santan | ST2 | Natural Gas Fired Combined Cycle | 103.5 | Electric Utility
8068 | Santan | ST3 | Natural Gas Fired Combined Cycle | 103.5 | Electric Utility
8068 | Santan | ST4 | Natural Gas Fired Combined Cycle | 103.5 | Electric Utility
8068 | Santan | ST5A | Natural Gas Fired Combined Cycle | 153.8 | Electric Utility
8068 | Santan | ST5B | Natural Gas Fired Combined Cycle | 153.8 | Electric Utility
8068 | Santan | ST5S | Natural Gas Fired Combined Cycle | 314.5 | Electric Utility
8068 | Santan | ST6A | Natural Gas Fired Combined Cycle | 153.8 | Electric Utility
8068 | Santan | ST6S | Natural Gas Fired Combined Cycle | 136.1 | Electric Utility
8069 | Huntington | 1 | Conventional Steam Coal | 541.3 | Electric Utility
8069 | Huntington | 2 | Conventional Steam Coal | 496 | Electric Utility
8073 | Beaver | 1 | Natural Gas Fired Combined Cycle | 68.3 | Electric Utility
8073 | Beaver | 2 | Natural Gas Fired Combined Cycle | 68.3 | Electric Utility
8073 | Beaver | 3 | Natural Gas Fired Combined Cycle | 68.3 | Electric Utility
8073 | Beaver | 4 | Natural Gas Fired Combined Cycle | 68.3 | Electric Utility
8073 | Beaver | 5 | Natural Gas Fired Combined Cycle | 68.3 | Electric Utility
8073 | Beaver | 6 | Natural Gas Fired Combined Cycle | 68.3 | Electric Utility
8073 | Beaver | 7 | Natural Gas Fired Combined Cycle | 176.4 | Electric Utility
8073 | Beaver | 8 | Natural Gas Fired Combustion Turbine | 24.5 | Electric Utility
8076 | Ellwood | 01 | Natural Gas Fired Combustion Turbine | 58 | IPP Non-CHP
8083 | Keahole | 2 | Petroleum Liquids | 17.6 | Electric Utility
8083 | Keahole | 21 | Petroleum Liquids | 2.5 | Electric Utility
8083 | Keahole | 22 | Petroleum Liquids | 2.5 | Electric Utility
8083 | Keahole | 23 | Petroleum Liquids | 2.5 | Electric Utility
8083 | Keahole | 7 | Petroleum Liquids | 18 | Electric Utility
8083 | Keahole | CT4 | Petroleum Liquids | 23 | Electric Utility
8083 | Keahole | CT5 | Petroleum Liquids | 23 | Electric Utility
8100 | Springfield (CO) | 1 | Petroleum Liquids | 1.2 | Electric Utility
8100 | Springfield (CO) | 2 | Petroleum Liquids | 0.2 | Electric Utility
8100 | Springfield (CO) | IC4 | Petroleum Liquids | 0.5 | Electric Utility
8100 | Springfield (CO) | IC5 | Petroleum Liquids | 0.8 | Electric Utility
8102 | General James M Gavin | 1 | Conventional Steam Coal | 1300 | IPP Non-CHP
8102 | General James M Gavin | 2 | Conventional Steam Coal | 1300 | IPP Non-CHP
8105 | Halstad | 4 | Petroleum Liquids | 2 | Electric Utility
8105 | Halstad | 5 | Petroleum Liquids | 2 | Electric Utility
8106 | Tipton | 1A | Natural Gas Internal Combustion Engine | 2 | Electric Utility
8106 | Tipton | 2 | Natural Gas Internal Combustion Engine | 1.3 | Electric Utility
8106 | Tipton | 3 | Natural Gas Internal Combustion Engine | 1.3 | Electric Utility
8106 | Tipton | 5 | Petroleum Liquids | 2 | Electric Utility
8106 | Tipton | 6 | Petroleum Liquids | 2 | Electric Utility
8108 | Hopkinton | 1 | Petroleum Liquids | 1.6 | Electric Utility
8108 | Hopkinton | CAT | Petroleum Liquids | 2.5 | Electric Utility
8110 | Stanberry | 1 | Natural Gas Internal Combustion Engine | 1.1 | Electric Utility
8110 | Stanberry | 2 | Natural Gas Internal Combustion Engine | 1.1 | Electric Utility
8110 | Stanberry | IC5 | Petroleum Liquids | 0.3 | Electric Utility
8110 | Stanberry | IC6 | Natural Gas Internal Combustion Engine | 1.8 | Electric Utility
8219 | Ray D Nixon | 1 | Conventional Steam Coal | 207 | Electric Utility
8219 | Ray D Nixon | GT1 | Natural Gas Fired Combustion Turbine | 37.8 | Electric Utility
8219 | Ray D Nixon | GT2 | Natural Gas Fired Combustion Turbine | 37.8 | Electric Utility
8222 | Coyote | 1 | Conventional Steam Coal | 450 | Electric Utility
8223 | Springerville | 1 | Conventional Steam Coal | 424.8 | Electric Utility
8223 | Springerville | 2 | Conventional Steam Coal | 424.8 | Electric Utility
8223 | Springerville | 3 | Conventional Steam Coal | 458.1 | Electric Utility
8223 | Springerville | 4 | Conventional Steam Coal | 458.1 | Electric Utility
8223 | Springerville | SGSS | Solar Photovoltaic | 3.7 | Electric Utility
8223 | Springerville | SGSS1 | Solar Photovoltaic | 1.4 | Electric Utility
8223 | Springerville | WMS | Solar Photovoltaic | 8.3 | Electric Utility
8224 | North Valmy | 1 | Conventional Steam Coal | 277.2 | Electric Utility
8224 | North Valmy | 2 | Conventional Steam Coal | 289.8 | Electric Utility
8225 | FirstEnergy Seneca | 1 | Hydroelectric Pumped Storage | 220 | IPP Non-CHP
8225 | FirstEnergy Seneca | 2 | Hydroelectric Pumped Storage | 220 | IPP Non-CHP
8225 | FirstEnergy Seneca | 3 | Hydroelectric Pumped Storage | 29 | IPP Non-CHP
8226 | Cheswick Power Plant | 1 | Conventional Steam Coal | 637 | IPP Non-CHP
8902 | Hoover Dam (AZ) | A0 | Conventional Hydroelectric | 2.4 | Electric Utility
8902 | Hoover Dam (AZ) | A1 | Conventional Hydroelectric | 130 | Electric Utility
8902 | Hoover Dam (AZ) | A2 | Conventional Hydroelectric | 130 | Electric Utility
8902 | Hoover Dam (AZ) | A3 | Conventional Hydroelectric | 130 | Electric Utility
8902 | Hoover Dam (AZ) | A4 | Conventional Hydroelectric | 130 | Electric Utility
8902 | Hoover Dam (AZ) | A5 | Conventional Hydroelectric | 127 | Electric Utility
8902 | Hoover Dam (AZ) | A6 | Conventional Hydroelectric | 130 | Electric Utility
8902 | Hoover Dam (AZ) | A7 | Conventional Hydroelectric | 130 | Electric Utility
8902 | Hoover Dam (AZ) | A8 | Conventional Hydroelectric | 61.5 | Electric Utility
8902 | Hoover Dam (AZ) | A9 | Conventional Hydroelectric | 68.5 | Electric Utility
8906 | Astoria Generating Station | 1 | Natural Gas Fired Combustion Turbine | 15 | IPP Non-CHP
8906 | Astoria Generating Station | 2 | Natural Gas Steam Turbine | 180 | IPP Non-CHP
8906 | Astoria Generating Station | 3 | Natural Gas Steam Turbine | 376 | IPP Non-CHP
8906 | Astoria Generating Station | 4 | Natural Gas Steam Turbine | 387 | IPP Non-CHP
8906 | Astoria Generating Station | ST5 | Natural Gas Steam Turbine | 387 | IPP Non-CHP
8907 | Indian Point 3 | 3 | Nuclear | 1012 | IPP Non-CHP
9038 | Cherry Street | 10 | Petroleum Liquids | 2.2 | Electric Utility
9038 | Cherry Street | 11 | Petroleum Liquids | 2.2 | Electric Utility
9038 | Cherry Street | 12 | Petroleum Liquids | 5.6 | Electric Utility
9038 | Cherry Street | 7 | Petroleum Liquids | 3.3 | Electric Utility
9038 | Cherry Street | 8 | Petroleum Liquids | 4 | Electric Utility
9095 | Monroe Street | 6 | Conventional Hydroelectric | 14.8 | Electric Utility
9096 | Upper Falls | 1 | Conventional Hydroelectric | 10 | Electric Utility
9674 | Nine Springs | GT1 | Natural Gas Fired Combustion Turbine | 16.2 | Electric Utility
9842 | Newhalem | 20 | Conventional Hydroelectric | 2.3 | Electric Utility
9864 | Cabot Holyoke | 1 | Conventional Hydroelectric | 0.8 | Electric Utility
9864 | Cabot Holyoke | 2 | Conventional Hydroelectric | 0.8 | Electric Utility
9864 | Cabot Holyoke | 3 | Conventional Hydroelectric | 0.4 | Electric Utility
9864 | Cabot Holyoke | 4 | Conventional Hydroelectric | 0.6 | Electric Utility
10003 | Colorado Energy Nations Company | GEN1 | Natural Gas Steam Turbine | 7.5 | IPP CHP
10003 | Colorado Energy Nations Company | GEN2 | Natural Gas Steam Turbine | 7.5 | IPP CHP
10003 | Colorado Energy Nations Company | GEN3 | Natural Gas Steam Turbine | 20 | IPP CHP
10004 | Mosaic South Pierce Operations | TG1 | All Other | 7.5 | Industrial CHP
10004 | Mosaic South Pierce Operations | TG2 | All Other | 38 | Industrial CHP
10005 | Dinosaur Point | WTGS | Onshore Wind Turbine | 17.4 | IPP Non-CHP
10008 | Baptist Medical Center | TG-2 | Natural Gas Fired Combustion Turbine | 2.5 | Commercial CHP
10008 | Baptist Medical Center | TG-3 | Natural Gas Fired Combustion Turbine | 3 | Commercial CHP
10008 | Baptist Medical Center | TG-4 | Natural Gas Fired Combustion Turbine | 3.5 | Commercial CHP
10012 | Covanta Warren Energy | 1 | Municipal Solid Waste | 13.5 | IPP Non-CHP
10013 | Covanta Hennepin Energy | GEN1 | Municipal Solid Waste | 39.5 | IPP Non-CHP
10014 | Lucky Peak Power Plant Project | U131 | Conventional Hydroelectric | 45 | IPP Non-CHP
10014 | Lucky Peak Power Plant Project | U132 | Conventional Hydroelectric | 45 | IPP Non-CHP
10014 | Lucky Peak Power Plant Project | U133 | Conventional Hydroelectric | 11.2 | IPP Non-CHP
10017 | WestRock-West Point Mill | GEN8 | Wood/Wood Waste Biomass | 5 | Industrial CHP
10017 | WestRock-West Point Mill | GEN9 | Wood/Wood Waste Biomass | 10 | Industrial CHP
10017 | WestRock-West Point Mill | GN10 | Wood/Wood Waste Biomass | 25 | Industrial CHP
10017 | WestRock-West Point Mill | GN11 | Wood/Wood Waste Biomass | 15 | Industrial CHP
10017 | WestRock-West Point Mill | GN12 | Wood/Wood Waste Biomass | 46 | Industrial CHP
10018 | Desert Peak Power Plant | GEN2 | Geothermal | 15 | IPP Non-CHP
10018 | Desert Peak Power Plant | OEC2 | Geothermal | 11 | IPP Non-CHP
10020 | Cutrale Citrus Juices USA I | GEN3 | Natural Gas Fired Combustion Turbine | 4.1 | Industrial Non-CHP
10025 | RED-Rochester, LLC | 17TG | Conventional Steam Coal | 15 | Industrial CHP
10025 | RED-Rochester, LLC | 22TG | Conventional Steam Coal | 12.5 | Industrial CHP
10025 | RED-Rochester, LLC | 41TG | Conventional Steam Coal | 25.6 | Industrial CHP
10025 | RED-Rochester, LLC | 42TG | Conventional Steam Coal | 25.6 | Industrial CHP
10025 | RED-Rochester, LLC | 43TG | Conventional Steam Coal | 25.6 | Industrial CHP
10025 | RED-Rochester, LLC | 44TG | Conventional Steam Coal | 25.6 | Industrial CHP
10025 | RED-Rochester, LLC | 75TG | Conventional Steam Coal | 3 | Industrial CHP
10025 | RED-Rochester, LLC | KPR1 | Conventional Hydroelectric | 0.4 | Industrial CHP
10026 | Encina Water Pollution Control | EG10 | Other Waste Biomass | 0.8 | Commercial Non-CHP
10026 | Encina Water Pollution Control | EG20 | Other Waste Biomass | 0.8 | Commercial Non-CHP
10026 | Encina Water Pollution Control | EG30 | Other Waste Biomass | 0.8 | Commercial Non-CHP
10026 | Encina Water Pollution Control | EG40 | Other Waste Biomass | 0.8 | Commercial Non-CHP
10027 | Windpark Unlimited 1 | EXIS | Onshore Wind Turbine | 9.4 | IPP Non-CHP
10028 | Felt Hydroelectric Plant | GEN1 | Conventional Hydroelectric | 2.7 | IPP Non-CHP
10028 | Felt Hydroelectric Plant | GEN2 | Conventional Hydroelectric | 2.7 | IPP Non-CHP
10028 | Felt Hydroelectric Plant | GEN3 | Conventional Hydroelectric | 1.1 | IPP Non-CHP
10028 | Felt Hydroelectric Plant | GEN4 | Conventional Hydroelectric | 0.9 | IPP Non-CHP
10029 | General Electric Aircraft Engines | GEN5 | Natural Gas Steam Turbine | 10 | Industrial CHP
10029 | General Electric Aircraft Engines | GEN6 | Natural Gas Steam Turbine | 10 | Industrial CHP
10029 | General Electric Aircraft Engines | GEN7 | Natural Gas Steam Turbine | 12.5 | Industrial CHP
10030 | NRG Energy Center Dover | COG1 | Natural Gas Fired Combined Cycle | 18 | IPP CHP
10030 | NRG Energy Center Dover | KD-1 | Natural Gas Fired Combined Cycle | 50 | IPP CHP
10030 | NRG Energy Center Dover | KD-2 | Natural Gas Fired Combustion Turbine | 50 | IPP CHP
10033 | Greater Detroit Resource Recovery | GEN1 | Municipal Solid Waste | 68.4 | Commercial CHP
10034 | Gilroy Power Plant | GEN1 | Natural Gas Fired Combined Cycle | 90 | IPP CHP
10034 | Gilroy Power Plant | GEN2 | Natural Gas Fired Combined Cycle | 40 | IPP CHP
10036 | Hillsborough Hosiery | GEN1 | Conventional Hydroelectric | 0.6 | IPP Non-CHP
10036 | Hillsborough Hosiery | GEN2 | Conventional Hydroelectric | 0.6 | IPP Non-CHP
10042 | Kaweah Delta District Hospital | KDHT1 | Natural Gas Fired Combustion Turbine | 3.5 | Commercial Non-CHP
10043 | Logan Generating Company LP | GEN1 | Conventional Steam Coal | 242.3 | IPP CHP
10049 | Little Mac Project | 1 | Conventional Hydroelectric | 0.3 | IPP Non-CHP
10049 | Little Mac Project | 2 | Conventional Hydroelectric | 0.4 | IPP Non-CHP
10049 | Little Mac Project | 3 | Conventional Hydroelectric | 0.4 | IPP Non-CHP
10049 | Little Mac Project | 4 | Conventional Hydroelectric | 0.4 | IPP Non-CHP
10050 | Fourche Creek Wastewater | 4 | Other Waste Biomass | 1.3 | Commercial CHP
10051 | Lockville Hydropower | GEN1 | Conventional Hydroelectric | 0.6 | IPP Non-CHP
10051 | Lockville Hydropower | GEN2 | Conventional Hydroelectric | 0.6 | IPP Non-CHP
10052 | Fairhaven Power | GEN1 | Wood/Wood Waste Biomass | 18.8 | IPP Non-CHP
10058 | General Electric Diesel Engine Plant | REGN | Petroleum Liquids | 4.4 | Industrial Non-CHP
10059 | General Electric Great Falls Upper Hydro | 1575 | Conventional Hydroelectric | 1.6 | Industrial Non-CHP
10059 | General Electric Great Falls Upper Hydro | 500 | Conventional Hydroelectric | 0.5 | Industrial Non-CHP
10061 | MARS Chocolate North American LLC | GEN1 | Natural Gas Fired Combined Cycle | 8.8 | Industrial CHP
10061 | MARS Chocolate North American LLC | GEN2 | Natural Gas Fired Combined Cycle | 1.4 | Industrial CHP
10062 | Miami Dade County Resource Recovery Fac | GEN1 | Municipal Solid Waste | 38.5 | IPP Non-CHP
10062 | Miami Dade County Resource Recovery Fac | GEN2 | Municipal Solid Waste | 38.5 | IPP Non-CHP
10063 | Derby Hydro | GEN1 | Conventional Hydroelectric | 4 | IPP Non-CHP
10063 | Derby Hydro | GEN2 | Conventional Hydroelectric | 4 | IPP Non-CHP
10063 | Derby Hydro | GEN3 | Conventional Hydroelectric | 0.3 | IPP Non-CHP
10063 | Derby Hydro | GEN4 | Conventional Hydroelectric | 0.3 | IPP Non-CHP
10066 | Lockwood Hydroelectric Facility | GEN1 | Conventional Hydroelectric | 0.8 | IPP Non-CHP
10066 | Lockwood Hydroelectric Facility | GEN2 | Conventional Hydroelectric | 0.8 | IPP Non-CHP
10066 | Lockwood Hydroelectric Facility | GEN3 | Conventional Hydroelectric | 0.8 | IPP Non-CHP
10066 | Lockwood Hydroelectric Facility | GEN4 | Conventional Hydroelectric | 0.8 | IPP Non-CHP
10066 | Lockwood Hydroelectric Facility | GEN5 | Conventional Hydroelectric | 0.8 | IPP Non-CHP
10066 | Lockwood Hydroelectric Facility | GEN6 | Conventional Hydroelectric | 0.8 | IPP Non-CHP
10066 | Lockwood Hydroelectric Facility | GEN7 | Conventional Hydroelectric | 2.4 | IPP Non-CHP
10070 | Foothills Hydro Plant | GEN1 | Conventional Hydroelectric | 3.1 | IPP Non-CHP
10072 | Engineered Carbons Borger Cogen | GEN1 | Other Gases | 20 | Industrial Non-CHP
10074 | Pulp Mill Power House | GEN1 | Wood/Wood Waste Biomass | 20 | Industrial CHP
10075 | Taconite Harbor Energy Center | GEN1 | Conventional Steam Coal | 84 | Electric Utility
10075 | Taconite Harbor Energy Center | GEN2 | Conventional Steam Coal | 84 | Electric Utility
10081 | Strontia Springs Hydro Plant | GEN1 | Conventional Hydroelectric | 1 | IPP Non-CHP
10090 | Commerce Refuse To Energy | GEN1 | Municipal Solid Waste | 12 | IPP Non-CHP
10091 | Total Energy Facilities | G2 | Other Waste Biomass | 9.9 | Commercial CHP
10091 | Total Energy Facilities | G3 | Other Waste Biomass | 9.9 | Commercial CHP
10091 | Total Energy Facilities | GEN1 | Other Waste Biomass | 9.9 | Commercial CHP
10091 | Total Energy Facilities | GEN4 | Other Waste Biomass | 8.7 | Commercial CHP
10093 | Tesoro Hawaii | GEN1 | Petroleum Liquids | 20 | Industrial CHP
10099 | Pedricktown Cogeneration Company LP | GEN1 | Natural Gas Fired Combined Cycle | 92.1 | IPP Non-CHP
10099 | Pedricktown Cogeneration Company LP | GEN2 | Natural Gas Fired Combined Cycle | 42.4 | IPP Non-CHP
10108 | Hampton Facility | GEN1 | Petroleum Liquids | 0.5 | Industrial CHP
10108 | Hampton Facility | GEN2 | Petroleum Liquids | 0.5 | Industrial CHP
10108 | Hampton Facility | GEN3 | Petroleum Liquids | 0.7 | Industrial CHP
10108 | Hampton Facility | GEN4 | Petroleum Liquids | 0.7 | Industrial CHP
10108 | Hampton Facility | GEN5 | Petroleum Liquids | 0.7 | Industrial CHP
10108 | Hampton Facility | GEN8 | Natural Gas Fired Combustion Turbine | 5 | Industrial CHP
10109 | Franklin Industrial Complex | 1 | Conventional Hydroelectric | 1.5 | IPP Non-CHP
10109 | Franklin Industrial Complex | 2 | Conventional Hydroelectric | 0.2 | IPP Non-CHP
10110 | Frito-Lay Cogen Plant | GEN1 | Natural Gas Fired Combustion Turbine | 6 | Industrial CHP
10113 | John B Rich Memorial Power Station | GEN1 | Conventional Steam Coal | 88.4 | IPP CHP
10115 | Grossmont Hospital | GEN3 | Natural Gas Fired Combustion Turbine | 4.5 | Commercial CHP
10116 | Hampshire Paper | 05 | Conventional Hydroelectric | 3.4 | IPP Non-CHP
10118 | Harrisburg Facility | GEN3 | Municipal Solid Waste | 24.1 | IPP CHP
10120 | PInova Inc | GEN5 | Wood/Wood Waste Biomass | 7.1 | Industrial CHP
10121 | High Shoals Hydro (GA) | GEN1 | Conventional Hydroelectric | 1.4 | IPP Non-CHP
10122 | CIP II/AR Bridgewater Holdings - NJCOE | 02 | Natural Gas Fired Combustion Turbine | 5 | Commercial CHP
10123 | Hoffmann LaRoche | TG01 | Natural Gas Fired Combustion Turbine | 5.3 | Industrial CHP
10123 | Hoffmann LaRoche | TG03 | Natural Gas Fired Combustion Turbine | 5.3 | Industrial CHP
10124 | Hollow Dam Power Partnership | HY1 | Conventional Hydroelectric | 0.5 | IPP Non-CHP
10124 | Hollow Dam Power Partnership | HY2 | Conventional Hydroelectric | 0.5 | IPP Non-CHP
10128 | Gosselin Hydro Plant | GEN1 | Conventional Hydroelectric | 1 | IPP Non-CHP
10128 | Gosselin Hydro Plant | GEN2 | Conventional Hydroelectric | 1 | IPP Non-CHP
10129 | Indiana University of Pennsylvania | GEN1 | Natural Gas Internal Combustion Engine | 6.1 | Commercial CHP
10129 | Indiana University of Pennsylvania | GEN2 | Natural Gas Internal Combustion Engine | 6.1 | Commercial CHP
10129 | Indiana University of Pennsylvania | GEN3 | Natural Gas Internal Combustion Engine | 6.1 | Commercial CHP
10129 | Indiana University of Pennsylvania | GEN4 | Natural Gas Internal Combustion Engine | 6.1 | Commercial CHP
10137 | Deweys Mill | GEN1 | Conventional Hydroelectric | 2.5 | IPP Non-CHP
10137 | Deweys Mill | GEN2 | Conventional Hydroelectric | 0.5 | IPP Non-CHP
10138 | South Dry Creek Hydro | 1 | Conventional Hydroelectric | 2 | IPP Non-CHP
10139 | Isabella Hydro Project | GEN1 | Conventional Hydroelectric | 5.9 | IPP Non-CHP
10139 | Isabella Hydro Project | GEN2 | Conventional Hydroelectric | 5.9 | IPP Non-CHP
10140 | Birch Creek Power | GEN1 | Conventional Hydroelectric | 2.6 | IPP Non-CHP
10143 | Colver Power Project | COLV | Conventional Steam Coal | 118 | IPP Non-CHP
10144 | Sierra Pacific Lincoln Facility | GEN4 | Wood/Wood Waste Biomass | 19.2 | Industrial CHP
10148 | White Pine Electric Power | GEN3 | Natural Gas Steam Turbine | 20 | IPP Non-CHP
10149 | Decorative Panels Intl | GEN1 | Natural Gas Steam Turbine | 7.5 | Industrial CHP
10151 | Grant Town Power Plant | GEN1 | Conventional Steam Coal | 95.7 | IPP Non-CHP
10152 | Warrior Ridge Hydro | L-1 | Conventional Hydroelectric | 0.7 | IPP Non-CHP
10152 | Warrior Ridge Hydro | L-2 | Conventional Hydroelectric | 0.7 | IPP Non-CHP
10152 | Warrior Ridge Hydro | L-4 | Conventional Hydroelectric | 0.7 | IPP Non-CHP
10152 | Warrior Ridge Hydro | L-5 | Conventional Hydroelectric | 0.7 | IPP Non-CHP
10154 | Power Island | GEN1 | Natural Gas Fired Combustion Turbine | 41 | Industrial CHP
10155 | Brasfield | 1 | Conventional Hydroelectric | 2.9 | IPP Non-CHP
10156 | Fresno Cogen Partners | GEN2 | Natural Gas Fired Combined Cycle | 10 | IPP CHP
10156 | Fresno Cogen Partners | GEN3 | Natural Gas Fired Combustion Turbine | 22.3 | IPP CHP
10156 | Fresno Cogen Partners | GEN4 | Natural Gas Fired Combined Cycle | 50.3 | IPP CHP
10162 | Whitewater Hydro Plant | WWHI | Conventional Hydroelectric | 1.3 | IPP Non-CHP
10167 | Seadrift Coke LP | GEN1 | Petroleum Coke | 7.6 | Industrial CHP
10169 | Carson Cogeneration | GEN1 | Natural Gas Fired Combined Cycle | 45.3 | IPP CHP
10169 | Carson Cogeneration | GEN2 | Natural Gas Fired Combined Cycle | 10.5 | IPP CHP
10173 | Cherokee Falls | T-1 | Conventional Hydroelectric | 4.3 | IPP Non-CHP
10175 | Childrens Hospital | 0799 | Petroleum Liquids | 2 | Commercial CHP
10175 | Childrens Hospital | 1711 | Natural Gas Fired Combustion Turbine | 3.5 | Commercial CHP
10175 | Childrens Hospital | 5083 | Petroleum Liquids | 1.5 | Commercial CHP
10175 | Childrens Hospital | 5084 | Petroleum Liquids | 1.5 | Commercial CHP
10175 | Childrens Hospital | 5085 | Petroleum Liquids | 1.5 | Commercial CHP
10176 | M Street Jet | NO.6 | Petroleum Liquids | 69 | IPP Non-CHP
10180 | Metro Wastewater Reclamation District | 1 | Other Waste Biomass | 2 | IPP CHP
10180 | Metro Wastewater Reclamation District | 2 | Other Waste Biomass | 2 | IPP CHP
10180 | Metro Wastewater Reclamation District | 3 | Other Waste Biomass | 2 | IPP CHP
10180 | Metro Wastewater Reclamation District | 4 | Other Waste Biomass | 2 | IPP CHP
10180 | Metro Wastewater Reclamation District | 5 | Other Waste Biomass | 3.5 | IPP CHP
10180 | Metro Wastewater Reclamation District | 6 | Other Waste Biomass | 3.5 | IPP CHP
10181 | Metropolitan Sewerage District | GEN1 | Conventional Hydroelectric | 0.8 | Commercial Non-CHP
10181 | Metropolitan Sewerage District | GEN2 | Conventional Hydroelectric | 0.8 | Commercial Non-CHP
10181 | Metropolitan Sewerage District | GEN3 | Conventional Hydroelectric | 0.8 | Commercial Non-CHP
10183 | Mine Falls Generating Station | GEN1 | Conventional Hydroelectric | 1.5 | IPP Non-CHP
10183 | Mine Falls Generating Station | GEN2 | Conventional Hydroelectric | 1.5 | IPP Non-CHP
10184 | Central Utility Plant | EG1 | Natural Gas Fired Combined Cycle | 6 | Commercial CHP
10184 | Central Utility Plant | EG2 | Natural Gas Fired Combined Cycle | 6 | Commercial CHP
10184 | Central Utility Plant | TG1 | Natural Gas Fired Combined Cycle | 2.3 | Commercial CHP
10186 | Anson Abenaki Hydros | AB1 | Conventional Hydroelectric | 3 | Industrial CHP
10186 | Anson Abenaki Hydros | AB2 | Conventional Hydroelectric | 2.7 | Industrial CHP
10186 | Anson Abenaki Hydros | AB3 | Conventional Hydroelectric | 3 | Industrial CHP
10186 | Anson Abenaki Hydros | AB4 | Conventional Hydroelectric | 3 | Industrial CHP
10186 | Anson Abenaki Hydros | AB5 | Conventional Hydroelectric | 2.5 | Industrial CHP
10186 | Anson Abenaki Hydros | AB6 | Conventional Hydroelectric | 3 | Industrial CHP
10186 | Anson Abenaki Hydros | AB7 | Conventional Hydroelectric | 2.5 | Industrial CHP
10186 | Anson Abenaki Hydros | AB8 | Conventional Hydroelectric | 0.3 | Industrial CHP
10186 | Anson Abenaki Hydros | AN1 | Conventional Hydroelectric | 1.8 | Industrial CHP
10186 | Anson Abenaki Hydros | AN2 | Conventional Hydroelectric | 1.8 | Industrial CHP
10186 | Anson Abenaki Hydros | AN3 | Conventional Hydroelectric | 1.8 | Industrial CHP
10186 | Anson Abenaki Hydros | AN4 | Conventional Hydroelectric | 1.8 | Industrial CHP
10186 | Anson Abenaki Hydros | AN5 | Conventional Hydroelectric | 1.8 | Industrial CHP
10186 | Anson Abenaki Hydros | STG1 | Natural Gas Steam Turbine | 3 | Industrial CHP
10187 | Engineered Carbons Echo Cogeneration | GEN1 | Other Gases | 10 | Industrial Non-CHP
10188 | Cutrale Citrus Juices USA II | GEN6 | Natural Gas Fired Combustion Turbine | 4.1 | Industrial Non-CHP
10188 | Cutrale Citrus Juices USA II | GEN7 | Natural Gas Fired Combustion Turbine | 4.1 | Industrial Non-CHP
10190 | Castleton Energy Center | GEN1 | Natural Gas Fired Combined Cycle | 47 | IPP Non-CHP
10190 | Castleton Energy Center | GEN2 | Natural Gas Fired Combined Cycle | 25 | IPP Non-CHP
10191 | Tehachapi Wind Resource I | EXIS | Onshore Wind Turbine | 8.7 | IPP Non-CHP
10194 | Hawaii Cogen | GEN1 | Other Gases | 3 | Industrial CHP
10194 | Hawaii Cogen | GEN2 | Petroleum Liquids | 3 | Industrial CHP
10194 | Hawaii Cogen | GEN3 | Other Gases | 3 | Industrial CHP
10194 | Hawaii Cogen | GEN4 | Petroleum Liquids | 3.2 | Industrial CHP
10195 | CF Industries Yazoo City Complex | EXIS | Natural Gas Fired Combustion Turbine | 25 | Industrial CHP
10196 | Moose River | GEN1 | Conventional Hydroelectric | 12.6 | IPP Non-CHP
10197 | Philadlephia | GEN1 | Conventional Hydroelectric | 3.6 | IPP Non-CHP
10198 | Mosaic Phosphates Uncle Sam | GEN2 | All Other | 11 | Industrial CHP
10198 | Mosaic Phosphates Uncle Sam | GEN3 | All Other | 15 | Industrial CHP
10202 | Fernandina Beach Mill | GEN5 | Wood/Wood Waste Biomass | 37.4 | Industrial CHP
10202 | Fernandina Beach Mill | GEN6 | Wood/Wood Waste Biomass | 59.5 | Industrial CHP
10204 | Mosaic Co Tampa Facility | GEN1 | All Other | 35.4 | Industrial CHP
10204 | Mosaic Co Tampa Facility | GEN3 | All Other | 42.5 | Industrial CHP
10206 | Loma Linda University Cogen | GEN1 | Natural Gas Fired Combustion Turbine | 5.2 | Commercial CHP
10206 | Loma Linda University Cogen | GEN2 | Natural Gas Fired Combustion Turbine | 5.2 | Commercial CHP
10206 | Loma Linda University Cogen | GEN4 | Petroleum Liquids | 1.7 | Commercial CHP
10208 | Escanaba Mill | NO.7 | Wood/Wood Waste Biomass | 38.6 | Industrial CHP
10208 | Escanaba Mill | NO.8 | Wood/Wood Waste Biomass | 29.8 | Industrial CHP
10208 | Escanaba Mill | NO9 | Wood/Wood Waste Biomass | 54 | Industrial CHP
10213 | El Segundo Cogen | GEN1 | Natural Gas Fired Combined Cycle | 42.4 | Industrial CHP
10213 | El Segundo Cogen | GEN2 | Natural Gas Fired Combined Cycle | 42.4 | Industrial CHP
10213 | El Segundo Cogen | GEN5 | Natural Gas Fired Combined Cycle | 40.3 | Industrial CHP
10213 | El Segundo Cogen | GEN6 | Natural Gas Fired Combined Cycle | 9.1 | Industrial CHP
10213 | El Segundo Cogen | GEN7 | Natural Gas Fired Combined Cycle | 40.7 | Industrial CHP
10213 | El Segundo Cogen | GEN8 | Natural Gas Fired Combined Cycle | 5.2 | Industrial CHP
10214 | Lower Saranac Hydroelectric Facility | GEN1 | Conventional Hydroelectric | 3.2 | IPP Non-CHP
10214 | Lower Saranac Hydroelectric Facility | GEN2 | Conventional Hydroelectric | 3.2 | IPP Non-CHP
10214 | Lower Saranac Hydroelectric Facility | GEN3 | Conventional Hydroelectric | 0.3 | IPP Non-CHP
10215 | Snowbird Power Plant | 1367 | Natural Gas Internal Combustion Engine | 0.6 | Commercial CHP
10215 | Snowbird Power Plant | 1391 | Natural Gas Internal Combustion Engine | 0.6 | Commercial CHP
10215 | Snowbird Power Plant | 1392 | Natural Gas Internal Combustion Engine | 0.6 | Commercial CHP
10216 | Alabama River Pulp | GEN1 | Wood/Wood Waste Biomass | 48 | Industrial CHP
10218 | Warrensburg Hydroelectric | HY1 | Conventional Hydroelectric | 2.9 | IPP Non-CHP
10219 | Middle Falls Hydro | HY1 | Conventional Hydroelectric | 1.1 | IPP Non-CHP
10219 | Middle Falls Hydro | HY2 | Conventional Hydroelectric | 1.1 | IPP Non-CHP
10220 | Sissonville Hydro | HY1 | Conventional Hydroelectric | 3 | IPP Non-CHP
10221 | New York State Dam Hydro | GEN1 | Conventional Hydroelectric | 5.7 | IPP Non-CHP
10221 | New York State Dam Hydro | GEN2 | Conventional Hydroelectric | 5.7 | IPP Non-CHP
10222 | Tulare Success Power Project | SPP1 | Conventional Hydroelectric | 1.4 | IPP Non-CHP
10224 | Merck Rahway Power Plant | GEN8 | Natural Gas Steam Turbine | 5 | Industrial CHP
10224 | Merck Rahway Power Plant | GEN9 | Natural Gas Steam Turbine | 10.8 | Industrial CHP
10224 | Merck Rahway Power Plant | SOLAR | Solar Photovoltaic | 0.5 | Industrial CHP
10233 | Leaf River Cellulose LLC | GEN1 | Wood/Wood Waste Biomass | 25.2 | Industrial CHP
10233 | Leaf River Cellulose LLC | GEN2 | Wood/Wood Waste Biomass | 25.2 | Industrial CHP
10234 | Biron Mill | GEN1 | Conventional Steam Coal | 17 | Industrial CHP
10234 | Biron Mill | GEN3 | Conventional Steam Coal | 7.5 | Industrial CHP
10234 | Biron Mill | GEN4 | Conventional Steam Coal | 15.6 | Industrial CHP
10234 | Biron Mill | GEN5 | Conventional Steam Coal | 21.5 | Industrial CHP
10237 | Diana Hydroelectric | GEN1 | Conventional Hydroelectric | 1.8 | IPP Non-CHP
10238 | Dolgeville Hydro | GEN1 | Conventional Hydroelectric | 5 | IPP Non-CHP
10243 | Ticona Polymers Inc | GEN5 | Natural Gas Fired Combustion Turbine | 44.2 | Industrial CHP
10244 | P H Glatfelter Co -Chillicothe Facility | T-10 | Wood/Wood Waste Biomass | 10.6 | Industrial CHP
10244 | P H Glatfelter Co -Chillicothe Facility | T-11 | Wood/Wood Waste Biomass | 24 | Industrial CHP
10244 | P H Glatfelter Co -Chillicothe Facility | T-12 | Wood/Wood Waste Biomass | 31 | Industrial CHP
10244 | P H Glatfelter Co -Chillicothe Facility | T-13 | Conventional Steam Coal | 27.2 | Industrial CHP
10245 | ArcelorMittal Burns Harbor | GEN5 | Other Gases | 62 | Industrial CHP
10245 | ArcelorMittal Burns Harbor | GEN6 | Other Gases | 51 | Industrial CHP
10245 | ArcelorMittal Burns Harbor | GEN7 | Other Gases | 63.2 | Industrial CHP
10250 | Bay County Waste to Energy | GEN1 | Municipal Solid Waste | 13.6 | IPP Non-CHP
10252 | Domtar Kingsport Mill | NO.1 | Wood/Wood Waste Biomass | 50 | Industrial CHP
10253 | Haypress | LGEN | Conventional Hydroelectric | 5 | IPP Non-CHP
10253 | Haypress | UGEN | Conventional Hydroelectric | 5 | IPP Non-CHP
10255 | West Enfield Hydro | GEN1 | Conventional Hydroelectric | 6.5 | IPP Non-CHP
10255 | West Enfield Hydro | GEN2 | Conventional Hydroelectric | 6.5 | IPP Non-CHP
10258 | Haw River Hydro | 1 | Conventional Hydroelectric | 1 | IPP Non-CHP
10258 | Haw River Hydro | 2 | Conventional Hydroelectric | 0.5 | IPP Non-CHP
10261 | Enterprise Products Operating | GEN1 | Natural Gas Fired Combustion Turbine | 2.5 | Industrial CHP
10261 | Enterprise Products Operating | GEN2 | Natural Gas Fired Combustion Turbine | 2.5 | Industrial CHP
10261 | Enterprise Products Operating | GEN3 | Natural Gas Fired Combustion Turbine | 3.4 | Industrial CHP
10261 | Enterprise Products Operating | GEN4 | Natural Gas Fired Combustion Turbine | 3.4 | Industrial CHP
10261 | Enterprise Products Operating | GEN5 | Natural Gas Fired Combustion Turbine | 3.4 | Industrial CHP
10261 | Enterprise Products Operating | GEN6 | Natural Gas Fired Combustion Turbine | 3.5 | Industrial CHP
10261 | Enterprise Products Operating | GEN7 | Natural Gas Fired Combustion Turbine | 3.5 | Industrial CHP
10261 | Enterprise Products Operating | GEN8 | Natural Gas Fired Combustion Turbine | 3.5 | Industrial CHP
10262 | California Institute of Technology | GEN6 | Natural Gas Fired Combined Cycle | 10.5 | Commercial CHP
10262 | California Institute of Technology | GEN7 | Natural Gas Fired Combined Cycle | 2.5 | Commercial CHP
10275 | Florida's Natural Growers | CE50 | Natural Gas Fired Combustion Turbine | 3.5 | Industrial CHP
10275 | Florida's Natural Growers | TA70 | Natural Gas Fired Combustion Turbine | 7.2 | Industrial CHP
10276 | Clement Dam Hydro LLC | 0049 | Conventional Hydroelectric | 2.4 | IPP Non-CHP
10279 | Kansas River Project | 1 | Conventional Hydroelectric | 0.3 | IPP Non-CHP
10279 | Kansas River Project | 10 | Conventional Hydroelectric | 1.3 | IPP Non-CHP
10279 | Kansas River Project | 11 | Conventional Hydroelectric | 1 | IPP Non-CHP
10279 | Kansas River Project | 2 | Conventional Hydroelectric | 0.3 | IPP Non-CHP
10279 | Kansas River Project | 3 | Conventional Hydroelectric | 0.3 | IPP Non-CHP
10279 | Kansas River Project | 4 | Conventional Hydroelectric | 0.3 | IPP Non-CHP
10279 | Kansas River Project | 5 | Conventional Hydroelectric | 0.4 | IPP Non-CHP
10279 | Kansas River Project | 6 | Conventional Hydroelectric | 0.4 | IPP Non-CHP
10279 | Kansas River Project | 7 | Conventional Hydroelectric | 0.4 | IPP Non-CHP
10279 | Kansas River Project | 8 | Conventional Hydroelectric | 1 | IPP Non-CHP
10279 | Kansas River Project | 9 | Conventional Hydroelectric | 1.3 | IPP Non-CHP
10280 | Bob Jones University Cogen Plant | ENG1 | Petroleum Liquids | 1.1 | Commercial Non-CHP
10280 | Bob Jones University Cogen Plant | ENG5 | Petroleum Liquids | 1 | Commercial Non-CHP
10280 | Bob Jones University Cogen Plant | ENG6 | Petroleum Liquids | 1 | Commercial Non-CHP
10280 | Bob Jones University Cogen Plant | ENG7 | Petroleum Liquids | 1 | Commercial Non-CHP
10282 | Big Creek Water Works | BCHY | Conventional Hydroelectric | 5 | Commercial Non-CHP
10285 | Townsend Hydro | GEN1 | Conventional Hydroelectric | 2.6 | IPP Non-CHP
10285 | Townsend Hydro | GEN2 | Conventional Hydroelectric | 2.6 | IPP Non-CHP
10286 | Cornell Hydro | 1 | Conventional Hydroelectric | 0.8 | Commercial Non-CHP
10286 | Cornell Hydro | 2 | Conventional Hydroelectric | 1.1 | Commercial Non-CHP
10287 | Beowawe Power | GEN1 | Geothermal | 17 | IPP Non-CHP
10287 | Beowawe Power | GEN2 | Geothermal | 3.6 | IPP Non-CHP
10288 | Big Valley Power LLC | IS27 | Wood/Wood Waste Biomass | 9.3 | Industrial Non-CHP
10290 | Bridgewater Power LP | GEN1 | Wood/Wood Waste Biomass | 20 | IPP Non-CHP
10294 | King City Power Plant | GTG | Natural Gas Fired Combined Cycle | 90.8 | IPP CHP
10294 | King City Power Plant | STG | Natural Gas Fired Combined Cycle | 42.4 | IPP CHP
10296 | South Forks Hydro | GEN1 | Conventional Hydroelectric | 4 | IPP Non-CHP
10296 | South Forks Hydro | GEN2 | Conventional Hydroelectric | 4 | IPP Non-CHP
10298 | Bayou Cogen Plant | GEN4 | Natural Gas Fired Combustion Turbine | 79.6 | Industrial CHP
10298 | Bayou Cogen Plant | GT1 | Natural Gas Fired Combustion Turbine | 79.6 | Industrial CHP
10298 | Bayou Cogen Plant | GT2 | Natural Gas Fired Combustion Turbine | 76.5 | Industrial CHP
10298 | Bayou Cogen Plant | GT3 | Natural Gas Fired Combustion Turbine | 76.5 | Industrial CHP
10300 | Desert View Power | GEN1 | Wood/Wood Waste Biomass | 55.5 | IPP Non-CHP
10301 | Louisiana Sugar Refining | GEN2 | Natural Gas Steam Turbine | 2.5 | Industrial CHP
10301 | Louisiana Sugar Refining | GEN3 | Natural Gas Steam Turbine | 1.7 | Industrial CHP
10301 | Louisiana Sugar Refining | GEN4 | Natural Gas Steam Turbine | 2.5 | Industrial CHP
10302 | Juniata Locomotive Shop | GEN3 | Natural Gas Fired Combustion Turbine | 1.5 | Commercial Non-CHP
10305 | Dutchess Cnty Resource Recovery Facility | GEN1 | Municipal Solid Waste | 9.2 | Commercial CHP
10307 | Bellingham Cogeneration Facility | CT1 | Natural Gas Fired Combined Cycle | 128.7 | IPP Non-CHP
10307 | Bellingham Cogeneration Facility | CT2 | Natural Gas Fired Combined Cycle | 128.7 | IPP Non-CHP
10307 | Bellingham Cogeneration Facility | ST1 | Natural Gas Fired Combined Cycle | 128.7 | IPP Non-CHP
10308 | Sayreville Cogeneration Facility | CT1 | Natural Gas Fired Combined Cycle | 143.4 | IPP Non-CHP
10308 | Sayreville Cogeneration Facility | CT2 | Natural Gas Fired Combined Cycle | 143.4 | IPP Non-CHP
10308 | Sayreville Cogeneration Facility | ST1 | Natural Gas Fired Combined Cycle | 143.4 | IPP Non-CHP
10319 | Geismar | GEN1 | Natural Gas Fired Combustion Turbine | 35.7 | Industrial CHP
10319 | Geismar | GEN2 | Natural Gas Fired Combustion Turbine | 41.2 | Industrial CHP
10319 | Geismar | GEN3 | Natural Gas Steam Turbine | 7.2 | Industrial CHP
10323 | Copper Dam Plant | TURGO | Conventional Hydroelectric | 2.6 | IPP Non-CHP
10324 | Peters Drive Plant | GEN3 | Conventional Hydroelectric | 1.8 | IPP Non-CHP
10325 | Mink Creek Hydro | GEN1 | Conventional Hydroelectric | 3.1 | IPP Non-CHP
10328 | T B Simon Power Plant | GEN1 | Natural Gas Steam Turbine | 12.5 | Commercial CHP
10328 | T B Simon Power Plant | GEN2 | Natural Gas Steam Turbine | 12.5 | Commercial CHP
10328 | T B Simon Power Plant | GEN3 | Natural Gas Steam Turbine | 15 | Commercial CHP
10328 | T B Simon Power Plant | GEN4 | Natural Gas Steam Turbine | 21 | Commercial CHP
10328 | T B Simon Power Plant | GEN5 | Natural Gas Steam Turbine | 24 | Commercial CHP
10328 | T B Simon Power Plant | GEN6 | Natural Gas Fired Combustion Turbine | 14.3 | Commercial CHP
10333 | Florida Power Development | GEN1 | Other Waste Biomass | 125 | IPP Non-CHP
10334 | H Power | GEN1 | Municipal Solid Waste | 63.7 | Commercial Non-CHP
10334 | H Power | GEN2 | Municipal Solid Waste | 33.6 | Commercial Non-CHP
10339 | Southside Water Reclamation Plant | GEN1 | Natural Gas Internal Combustion Engine | 2.2 | IPP CHP
10339 | Southside Water Reclamation Plant | GEN2 | Natural Gas Internal Combustion Engine | 2.2 | IPP CHP
10339 | Southside Water Reclamation Plant | GEN3 | Other Waste Biomass | 1.1 | IPP CHP
10339 | Southside Water Reclamation Plant | GEN4 | Other Waste Biomass | 1.1 | IPP CHP
10342 | Foster Wheeler Martinez | TG1 | Natural Gas Fired Combined Cycle | 40 | IPP CHP
10342 | Foster Wheeler Martinez | TG2 | Natural Gas Fired Combined Cycle | 40 | IPP CHP
10342 | Foster Wheeler Martinez | TG3 | Natural Gas Fired Combined Cycle | 33.5 | IPP CHP
10343 | Foster Wheeler Mt Carmel Cogen | TG1 | Conventional Steam Coal | 47.3 | IPP CHP
10346 | Hillman Power LLC | GEN1 | Wood/Wood Waste Biomass | 20 | IPP Non-CHP
10349 | Greenleaf 2 Power Plant | GEN1 | Natural Gas Fired Combustion Turbine | 49.5 | IPP CHP
10350 | Greenleaf 1 Power Plant | GEN1 | Natural Gas Fired Combined Cycle | 46 | IPP CHP
10350 | Greenleaf 1 Power Plant | GEN2 | Natural Gas Fired Combined Cycle | 20 | IPP CHP
10354 | ReEnergy Livermore Falls | GEN1 | Wood/Wood Waste Biomass | 39.6 | IPP Non-CHP
10356 | ReEnergy Ashland | GEN1 | Wood/Wood Waste Biomass | 39.6 | IPP Non-CHP
10360 | Green Bay West Mill | GEN6 | Natural Gas Steam Turbine | 18.7 | Industrial CHP
10360 | Green Bay West Mill | GEN7 | Natural Gas Steam Turbine | 28.9 | Industrial CHP
10360 | Green Bay West Mill | GEN9 | Natural Gas Steam Turbine | 43.2 | Industrial CHP
10361 | Savannah River Mill | GEN1 | Natural Gas Fired Combustion Turbine | 25.2 | Industrial CHP
10361 | Savannah River Mill | GEN2 | Natural Gas Fired Combustion Turbine | 25.2 | Industrial CHP
10361 | Savannah River Mill | GEN3 | Petroleum Coke | 45 | Industrial CHP
10361 | Savannah River Mill | GEN4 | Petroleum Coke | 45 | Industrial CHP
10362 | Muskogee Mill | GEN1 | Conventional Steam Coal | 25 | Industrial CHP
10362 | Muskogee Mill | GEN2 | Conventional Steam Coal | 44.5 | Industrial CHP
10362 | Muskogee Mill | GEN3 | Conventional Steam Coal | 44.5 | Industrial CHP
10377 | James River Genco LLC | GEN1 | Conventional Steam Coal | 57.4 | IPP CHP
10377 | James River Genco LLC | GEN2 | Conventional Steam Coal | 57.4 | IPP CHP
10378 | CPI USA NC Southport | GEN1 | Wood/Wood Waste Biomass | 67.5 | IPP CHP
10378 | CPI USA NC Southport | GEN2 | Wood/Wood Waste Biomass | 67.5 | IPP CHP
10379 | CPI USA NC Roxboro | GEN1 | Wood/Wood Waste Biomass | 67.5 | IPP Non-CHP
10380 | Elizabethtown Power LLC | GEN1 | Conventional Steam Coal | 34.7 | IPP CHP
10382 | Lumberton | GEN1 | Wood/Wood Waste Biomass | 34.7 | IPP CHP
10384 | Edgecombe Genco LLC | GEN1 | Conventional Steam Coal | 57.4 | IPP CHP
10384 | Edgecombe Genco LLC | GEN2 | Conventional Steam Coal | 57.4 | IPP CHP
10387 | Sycamore Energy 1 | 1A | Landfill Gas | 1.2 | IPP Non-CHP
10387 | Sycamore Energy 1 | 2A | Landfill Gas | 1.2 | IPP Non-CHP
10387 | Sycamore Energy 1 | 3 | Landfill Gas | 3 | IPP Non-CHP
10395 | GRS Coyote Canyon | GEN1 | Landfill Gas | 20 | IPP Non-CHP
10397 | ArcelorMittal Indiana Harbor West | GEN5 | Other Gases | 12.5 | Industrial CHP
10397 | ArcelorMittal Indiana Harbor West | GEN6 | Other Gases | 12.5 | Industrial CHP
10397 | ArcelorMittal Indiana Harbor West | GEN7 | Other Gases | 32 | Industrial CHP
10397 | ArcelorMittal Indiana Harbor West | GEN8 | Other Gases | 40 | Industrial CHP
10397 | ArcelorMittal Indiana Harbor West | GEN9 | Other Gases | 55 | Industrial CHP
10398 | Arcelormittal Cleveland Inc | GEN3 | Other Gases | 10 | Industrial CHP
10398 | Arcelormittal Cleveland Inc | GEN5 | Other Gases | 10 | Industrial CHP
10398 | Arcelormittal Cleveland Inc | GENA | Other Gases | 15 | Industrial CHP
10398 | Arcelormittal Cleveland Inc | GENB | Other Gases | 10 | Industrial CHP
10398 | Arcelormittal Cleveland Inc | GENC | Other Gases | 23 | Industrial CHP
10405 | Kingsburg Cogen | GEN1 | Natural Gas Fired Combined Cycle | 23.1 | IPP CHP
10405 | Kingsburg Cogen | GEN2 | Natural Gas Fired Combined Cycle | 13.1 | IPP CHP
10408 | Clark University | GEN2 | Natural Gas Internal Combustion Engine | 2 | Commercial CHP
10412 | Kalaheo Hydro | KPH1 | Conventional Hydroelectric | 2 | Industrial Non-CHP
10413 | Wainiha Hydro | WAIA | Conventional Hydroelectric | 1.8 | Industrial Non-CHP
10413 | Wainiha Hydro | WAIB | Conventional Hydroelectric | 1.8 | Industrial Non-CHP
10416 | Pensacola Florida Plant | GEN1 | Natural Gas Steam Turbine | 5 | Industrial CHP
10416 | Pensacola Florida Plant | GEN2 | Natural Gas Steam Turbine | 5 | Industrial CHP
10416 | Pensacola Florida Plant | GEN3 | Natural Gas Steam Turbine | 6 | Industrial CHP
10416 | Pensacola Florida Plant | GEN4 | Natural Gas Fired Combustion Turbine | 86 | Industrial CHP
10417 | Indian Orchard Plant 1 | TG | Natural Gas Steam Turbine | 5.7 | Industrial CHP
10418 | Ascend Performance Materials Texas Inc. | GEN1 | Other Gases | 6 | Industrial CHP
10418 | Ascend Performance Materials Texas Inc. | GEN4 | Other Gases | 46.1 | Industrial CHP
10421 | Dillon Hydro Plant | GEN1 | Conventional Hydroelectric | 1.8 | IPP Non-CHP
10422 | Williams Fork Hydro Plant | GEN1 | Conventional Hydroelectric | 3 | IPP Non-CHP
10422 | Williams Fork Hydro Plant | GEN2 | Conventional Hydroelectric | 0.5 | IPP Non-CHP
10423 | North Fork Hydro Plant | GEN1 | Conventional Hydroelectric | 5.5 | IPP Non-CHP
10424 | Gross Hydro Plant | GEN1 | Conventional Hydroelectric | 7.8 | IPP Non-CHP
10425 | International Paper - Orange | TG | Wood/Wood Waste Biomass | 48 | Industrial CHP
10426 | Inland Paperboard Packaging Rome | GEN2 | Wood/Wood Waste Biomass | 5 | Industrial CHP
10426 | Inland Paperboard Packaging Rome | GEN3 | Wood/Wood Waste Biomass | 5 | Industrial CHP
10426 | Inland Paperboard Packaging Rome | GEN4 | Wood/Wood Waste Biomass | 22 | Industrial CHP
10426 | Inland Paperboard Packaging Rome | GEN5 | Wood/Wood Waste Biomass | 38.4 | Industrial CHP
10427 | New-Indy Ontario Mill | GEN1 | Natural Gas Fired Combustion Turbine | 34 | Industrial CHP
10430 | Anheuser-Busch St Louis | GEN1 | Natural Gas Steam Turbine | 11 | Industrial CHP
10430 | Anheuser-Busch St Louis | GEN3 | Natural Gas Steam Turbine | 11 | Industrial CHP
10430 | Anheuser-Busch St Louis | GEN4 | Natural Gas Steam Turbine | 4.1 | Industrial CHP
10431 | Anheuser-Busch Jacksonville | GEN1 | Natural Gas Fired Combustion Turbine | 8.6 | Industrial CHP
10434 | Mosaic New Wales Operations | TG1 | All Other | 10 | Industrial CHP
10434 | Mosaic New Wales Operations | TG2 | All Other | 58.5 | Industrial CHP
10434 | Mosaic New Wales Operations | TG3 | All Other | 32 | Industrial CHP
10434 | Mosaic New Wales Operations | TG4 | All Other | 35 | Industrial CHP
10435 | Camden Resource Recovery Facility | TGA | Municipal Solid Waste | 17.5 | IPP Non-CHP
10435 | Camden Resource Recovery Facility | TGB | Municipal Solid Waste | 17.5 | IPP Non-CHP
10436 | ExxonMobil Baytown Refinery | GT38 | Natural Gas Fired Combustion Turbine | 36.5 | Industrial CHP
10436 | ExxonMobil Baytown Refinery | GT41 | Natural Gas Fired Combustion Turbine | 24.2 | Industrial CHP
10436 | ExxonMobil Baytown Refinery | GT42 | Natural Gas Fired Combustion Turbine | 24.2 | Industrial CHP
10436 | ExxonMobil Baytown Refinery | GT43 | Natural Gas Fired Combustion Turbine | 24.2 | Industrial CHP
10436 | ExxonMobil Baytown Refinery | GT44 | Natural Gas Fired Combustion Turbine | 24.2 | Industrial CHP
10436 | ExxonMobil Baytown Refinery | GT45 | Natural Gas Fired Combustion Turbine | 36.5 | Industrial CHP
10436 | ExxonMobil Baytown Refinery | ST34 | All Other | 7.5 | Industrial CHP
10439 | SEGS III | GEN1 | Solar Thermal without Energy Storage | 34.2 | IPP Non-CHP
10440 | SEGS IV | GEN1 | Solar Thermal without Energy Storage | 34.2 | IPP Non-CHP
10441 | SEGS V | GEN1 | Solar Thermal without Energy Storage | 34.2 | IPP Non-CHP
10442 | SEGS VI | GEN1 | Solar Thermal without Energy Storage | 35 | IPP Non-CHP
10443 | SEGS VII | GEN1 | Solar Thermal without Energy Storage | 35 | IPP Non-CHP
10444 | SEGS VIII | GEN1 | Solar Thermal without Energy Storage | 92 | IPP Non-CHP
10446 | SEGS IX | GEN1 | Solar Thermal without Energy Storage | 92 | IPP Non-CHP
10453 | LAC Courte Oreilles Hydroelect | U1 | Conventional Hydroelectric | 0.2 | IPP Non-CHP
10453 | LAC Courte Oreilles Hydroelect | U2 | Conventional Hydroelectric | 1.6 | IPP Non-CHP
10453 | LAC Courte Oreilles Hydroelect | U3 | Conventional Hydroelectric | 1.6 | IPP Non-CHP
10458 | Muck Valley Hydroelectric | GEN1 | Conventional Hydroelectric | 29.9 | IPP Non-CHP
10464 | ReEnergy Black River | GEN1 | Wood/Wood Waste Biomass | 55.5 | IPP Non-CHP
10466 | Wisconsin Rapids Paper Mill | GEN1 | All Other | 7.5 | Industrial CHP
10466 | Wisconsin Rapids Paper Mill | GEN2 | All Other | 8.3 | Industrial CHP
10466 | Wisconsin Rapids Paper Mill | GEN3 | All Other | 5 | Industrial CHP
10467 | Fourth Branch Hydroelectric Facility | 1 | Conventional Hydroelectric | 3.3 | IPP Non-CHP
10472 | Puente Hills Energy Recovery | GEN1 | Landfill Gas | 50 | Commercial Non-CHP
10475 | Expander Turbine | 16TG | Other Gases | 20 | Industrial Non-CHP
10477 | Wisconsin Rapids Pulp Mill | GEN1 | Wood/Wood Waste Biomass | 32 | Industrial CHP
10477 | Wisconsin Rapids Pulp Mill | GEN2 | Wood/Wood Waste Biomass | 40.3 | Industrial CHP
10478 | Pitchess Cogen Station | GEN1 | Natural Gas Fired Combined Cycle | 20.9 | Commercial CHP
10478 | Pitchess Cogen Station | GEN2 | Natural Gas Fired Combined Cycle | 7.4 | Commercial CHP
10479 | Ples I | T101 | Geothermal | 5 | IPP Non-CHP
10479 | Ples I | T102 | Geothermal | 5 | IPP Non-CHP
10479 | Ples I | T103 | Geothermal | 5 | IPP Non-CHP
10480 | Mammoth Pacific I | GEN1 | Geothermal | 5 | IPP Non-CHP
10480 | Mammoth Pacific I | GEN2 | Geothermal | 5 | IPP Non-CHP
10481 | Mammoth Pacific II | 1 | Geothermal | 5 | IPP Non-CHP
10481 | Mammoth Pacific II | 2 | Geothermal | 5 | IPP Non-CHP
10481 | Mammoth Pacific II | 3 | Geothermal | 5 | IPP Non-CHP
10481 | Mammoth Pacific II | T101 | Geothermal | 5 | IPP Non-CHP
10481 | Mammoth Pacific II | T102 | Geothermal | 5 | IPP Non-CHP
10481 | Mammoth Pacific II | T103 | Geothermal | 5 | IPP Non-CHP
10486 | Boise Cascade International Falls | GEN 6 | Wood/Wood Waste Biomass | 52.3 | Industrial CHP
10486 | Boise Cascade International Falls | GEN5 | Wood/Wood Waste Biomass | 6.2 | Industrial CHP
10487 | International Falls Power | GEN1 | Conventional Hydroelectric | 2.2 | Industrial Non-CHP
10487 | International Falls Power | GEN2 | Conventional Hydroelectric | 2.2 | Industrial Non-CHP
10487 | International Falls Power | GEN3 | Conventional Hydroelectric | 2.2 | Industrial Non-CHP
10487 | International Falls Power | GEN4 | Conventional Hydroelectric | 2.2 | Industrial Non-CHP
10487 | International Falls Power | GEN5 | Conventional Hydroelectric | 2.2 | Industrial Non-CHP
10487 | International Falls Power | GEN6 | Conventional Hydroelectric | 1.6 | Industrial Non-CHP
10487 | International Falls Power | GEN7 | Conventional Hydroelectric | 1.6 | Industrial Non-CHP
10488 | DeRidder Mill | TG | Wood/Wood Waste Biomass | 61.5 | Industrial CHP
10490 | Upper Beaver Falls Project | 1G | Conventional Hydroelectric | 1.5 | IPP Non-CHP
10491 | Mead Rumford Cogen | 3STG | Natural Gas Steam Turbine | 12.5 | Industrial CHP
10493 | Rumford Falls Hydro Facility | GEN1 | Conventional Hydroelectric | 8.1 | IPP Non-CHP
10493 | Rumford Falls Hydro Facility | GEN2 | Conventional Hydroelectric | 8.1 | IPP Non-CHP
10493 | Rumford Falls Hydro Facility | GEN3 | Conventional Hydroelectric | 8.8 | IPP Non-CHP
10493 | Rumford Falls Hydro Facility | GEN4 | Conventional Hydroelectric | 4.3 | IPP Non-CHP
10493 | Rumford Falls Hydro Facility | GEN5 | Conventional Hydroelectric | 7.6 | IPP Non-CHP
10493 | Rumford Falls Hydro Facility | GEN6 | Conventional Hydroelectric | 7.6 | IPP Non-CHP
10494 | Sheldon Springs Hydroelectric | IG-1 | Conventional Hydroelectric | 1.8 | IPP Non-CHP
10494 | Sheldon Springs Hydroelectric | IG-2 | Conventional Hydroelectric | 1.8 | IPP Non-CHP
10494 | Sheldon Springs Hydroelectric | IG-3 | Conventional Hydroelectric | 0.2 | IPP Non-CHP
10494 | Sheldon Springs Hydroelectric | SG-1 | Conventional Hydroelectric | 10.2 | IPP Non-CHP
10494 | Sheldon Springs Hydroelectric | SG-2 | Conventional Hydroelectric | 10.2 | IPP Non-CHP
10494 | Sheldon Springs Hydroelectric | SG-3 | Conventional Hydroelectric | 1 | IPP Non-CHP
10495 | Rumford Cogeneration | GEN1 | Wood/Wood Waste Biomass | 102.6 | IPP CHP
10496 | Kern River Cogeneration | GTAG | Natural Gas Fired Combustion Turbine | 75 | IPP CHP
10496 | Kern River Cogeneration | GTBG | Natural Gas Fired Combustion Turbine | 75 | IPP CHP
10496 | Kern River Cogeneration | GTCG | Natural Gas Fired Combustion Turbine | 75 | IPP CHP
10496 | Kern River Cogeneration | GTDG | Natural Gas Fired Combustion Turbine | 75 | IPP CHP
10501 | Mid-Set Cogeneration | K100 | Natural Gas Fired Combustion Turbine | 39.1 | IPP CHP
10502 | Thermal Energy Development Part LP | GEN1 | Wood/Wood Waste Biomass | 23 | IPP Non-CHP
10503 | Wheelabrator Hudson Falls | GEN1 | Municipal Solid Waste | 14.4 | IPP Non-CHP
10504 | Amalgamated Sugar Twin Falls | 1500 | Conventional Steam Coal | 1.5 | Industrial CHP
10504 | Amalgamated Sugar Twin Falls | 2500 | Conventional Steam Coal | 2.5 | Industrial CHP
10504 | Amalgamated Sugar Twin Falls | 4000 | Conventional Steam Coal | 6.2 | Industrial CHP
10511 | Finch Paper | GEN6 | Wood/Wood Waste Biomass | 29 | Industrial CHP
10519 | Milton Hydro | 1 | Conventional Hydroelectric | 0.2 | IPP Non-CHP
10519 | Milton Hydro | 2 | Conventional Hydroelectric | 0.4 | IPP Non-CHP
10519 | Milton Hydro | 3 | Conventional Hydroelectric | 0.3 | IPP Non-CHP
10519 | Milton Hydro | 4 | Conventional Hydroelectric | 0.5 | IPP Non-CHP
10520 | Dayton Hydro | 1 | Conventional Hydroelectric | 1.6 | IPP Non-CHP
10520 | Dayton Hydro | 2 | Conventional Hydroelectric | 1 | IPP Non-CHP
10520 | Dayton Hydro | 3 | Conventional Hydroelectric | 1 | IPP Non-CHP
10521 | Lederle Laboratories | 3A | Natural Gas Fired Combined Cycle | 1.5 | Industrial CHP
10521 | Lederle Laboratories | GEN1 | Natural Gas Fired Combined Cycle | 8.3 | Industrial CHP
10521 | Lederle Laboratories | GEN2 | Natural Gas Fired Combined Cycle | 8.3 | Industrial CHP
10521 | Lederle Laboratories | GEN3 | Natural Gas Fired Combined Cycle | 2.2 | Industrial CHP
10521 | Lederle Laboratories | TG4 | Natural Gas Fired Combined Cycle | 3.1 | Industrial CHP
10523 | Benton Falls Associates | GEN1 | Conventional Hydroelectric | 3.5 | IPP Non-CHP
10523 | Benton Falls Associates | GEN2 | Conventional Hydroelectric | 0.7 | IPP Non-CHP
10525 | Craven County Wood Energy LP | 1UNI | Wood/Wood Waste Biomass | 50 | IPP Non-CHP
10526 | Dodge Falls Associates | 1UNI | Conventional Hydroelectric | 5 | IPP Non-CHP
10530 | Feeder Dam Hydro Plant | 1 | Conventional Hydroelectric | 1 | IPP Non-CHP
10530 | Feeder Dam Hydro Plant | 2 | Conventional Hydroelectric | 1 | IPP Non-CHP
10530 | Feeder Dam Hydro Plant | 3 | Conventional Hydroelectric | 1 | IPP Non-CHP
10530 | Feeder Dam Hydro Plant | 4 | Conventional Hydroelectric | 1 | IPP Non-CHP
10530 | Feeder Dam Hydro Plant | 5 | Conventional Hydroelectric | 1 | IPP Non-CHP
10531 | Beebee Island Hydro Plant | 1 | Conventional Hydroelectric | 4 | IPP Non-CHP
10531 | Beebee Island Hydro Plant | 2 | Conventional Hydroelectric | 5 | IPP Non-CHP
10532 | Granger Electric Generating Station #2 | 2-1 | Landfill Gas | 0.8 | IPP Non-CHP
10532 | Granger Electric Generating Station #2 | 2-3 | Landfill Gas | 0.8 | IPP Non-CHP
10532 | Granger Electric Generating Station #2 | 2-4 | Landfill Gas | 0.8 | IPP Non-CHP
10532 | Granger Electric Generating Station #2 | 2-5 | Landfill Gas | 0.8 | IPP Non-CHP
10538 | Dexter Plant | GEN1 | Conventional Hydroelectric | 0.5 | IPP Non-CHP
10538 | Dexter Plant | GEN2 | Conventional Hydroelectric | 0.5 | IPP Non-CHP
10538 | Dexter Plant | GEN3 | Conventional Hydroelectric | 0.2 | IPP Non-CHP
10538 | Dexter Plant | GEN4 | Conventional Hydroelectric | 0.2 | IPP Non-CHP
10538 | Dexter Plant | GEN5 | Conventional Hydroelectric | 0.2 | IPP Non-CHP
10538 | Dexter Plant | GEN6 | Conventional Hydroelectric | 1.3 | IPP Non-CHP
10538 | Dexter Plant | GEN7 | Conventional Hydroelectric | 1.3 | IPP Non-CHP
10539 | Theresa Plant | GEN1 | Conventional Hydroelectric | 1 | IPP Non-CHP
10539 | Theresa Plant | GEN2 | Conventional Hydroelectric | 0.3 | IPP Non-CHP
10540 | Diamond Island Plant | GEN1 | Conventional Hydroelectric | 0.4 | IPP Non-CHP
10540 | Diamond Island Plant | GEN2 | Conventional Hydroelectric | 0.4 | IPP Non-CHP
10540 | Diamond Island Plant | GEN3 | Conventional Hydroelectric | 0.4 | IPP Non-CHP
10544 | Hailesboro 4 Plant | GEN1 | Conventional Hydroelectric | 0.8 | IPP Non-CHP
10544 | Hailesboro 4 Plant | GEN2 | Conventional Hydroelectric | 0.6 | IPP Non-CHP
10545 | Copenhagen Plant | GEN1 | Conventional Hydroelectric | 1.5 | IPP Non-CHP
10545 | Copenhagen Plant | GEN2 | Conventional Hydroelectric | 1.5 | IPP Non-CHP
10545 | Copenhagen Plant | GEN3 | Conventional Hydroelectric | 0.3 | IPP Non-CHP
10546 | Beaver Valley Patterson Dam | GEN1 | Conventional Hydroelectric | 0.4 | IPP Non-CHP
10546 | Beaver Valley Patterson Dam | GEN2 | Conventional Hydroelectric | 0.4 | IPP Non-CHP
10546 | Beaver Valley Patterson Dam | GEN3 | Conventional Hydroelectric | 0.4 | IPP Non-CHP
10547 | Pyrites Plant | GEN1 | Conventional Hydroelectric | 1.2 | IPP Non-CHP
10547 | Pyrites Plant | GEN2 | Conventional Hydroelectric | 3.5 | IPP Non-CHP
10547 | Pyrites Plant | GEN3 | Conventional Hydroelectric | 3.5 | IPP Non-CHP
10548 | San Jose Cogeneration | GEN1 | Natural Gas Fired Combustion Turbine | 6 | Commercial CHP
10549 | Al Turi | 2 | Landfill Gas | 0.8 | IPP Non-CHP
10549 | Al Turi | 3 | Landfill Gas | 0.8 | IPP Non-CHP
10549 | Al Turi | 3010 | Landfill Gas | 0.8 | IPP Non-CHP
10550 | High Shoals Hydro (NC) | GEN1 | Conventional Hydroelectric | 1.8 | IPP Non-CHP
10553 | Anderson Power Products Division | 3622 | Petroleum Liquids | 0.1 | Industrial Non-CHP
10553 | Anderson Power Products Division | 6033 | Petroleum Liquids | 0.3 | Industrial Non-CHP
10553 | Anderson Power Products Division | 6035 | Petroleum Liquids | 0.3 | Industrial Non-CHP
10553 | Anderson Power Products Division | 6046 | Petroleum Liquids | 0.3 | Industrial Non-CHP
10554 | Formosa Utility Venture Ltd | BO3 | Natural Gas Fired Combined Cycle | 36.2 | Industrial CHP
10554 | Formosa Utility Venture Ltd | ST1 | Natural Gas Fired Combined Cycle | 33.5 | Industrial CHP
10554 | Formosa Utility Venture Ltd | ST2 | Natural Gas Fired Combined Cycle | 66.3 | Industrial CHP
10554 | Formosa Utility Venture Ltd | ST3 | Natural Gas Fired Combined Cycle | 55 | Industrial CHP
10554 | Formosa Utility Venture Ltd | TBG1 | Natural Gas Fired Combined Cycle | 82.5 | Industrial CHP
10554 | Formosa Utility Venture Ltd | TBG2 | Natural Gas Fired Combined Cycle | 82.5 | Industrial CHP
10554 | Formosa Utility Venture Ltd | TBG3 | Natural Gas Fired Combined Cycle | 82.5 | Industrial CHP
10554 | Formosa Utility Venture Ltd | TBG4 | Natural Gas Fired Combined Cycle | 82.5 | Industrial CHP
10554 | Formosa Utility Venture Ltd | TBG5 | Natural Gas Fired Combined Cycle | 82.5 | Industrial CHP
10554 | Formosa Utility Venture Ltd | TBG6 | Natural Gas Fired Combined Cycle | 85.9 | Industrial CHP
10555 | Brassua Hydroelectric Project | 1 | Conventional Hydroelectric | 3.6 | IPP Non-CHP
10556 | Boott Hydropower | GEN1 | Conventional Hydroelectric | 7.5 | IPP Non-CHP
10556 | Boott Hydropower | GEN2 | Conventional Hydroelectric | 7.5 | IPP Non-CHP
10556 | Boott Hydropower | GEN3 | Conventional Hydroelectric | 7.9 | IPP Non-CHP
10560 | Rayonier Advanced Materials - Jesup Plant | GEN2 | Wood/Wood Waste Biomass | 5 | Industrial CHP
10560 | Rayonier Advanced Materials - Jesup Plant | GEN3 | Wood/Wood Waste Biomass | 7.5 | Industrial CHP
10560 | Rayonier Advanced Materials - Jesup Plant | GEN4 | Wood/Wood Waste Biomass | 7.5 | Industrial CHP
10560 | Rayonier Advanced Materials - Jesup Plant | GEN5 | Wood/Wood Waste Biomass | 30 | Industrial CHP
10560 | Rayonier Advanced Materials - Jesup Plant | GEN6 | Wood/Wood Waste Biomass | 27 | Industrial CHP
10562 | Fernandina Plant | GEN4 | Other Waste Biomass | 20 | Industrial CHP
10562 | Fernandina Plant | GEN5 | Wood/Wood Waste Biomass | 22 | Industrial CHP
10566 | Chambers Cogeneration LP | GEN1 | Conventional Steam Coal | 285 | IPP CHP
10567 | Algonquin Windsor Locks | GTG | Natural Gas Fired Combined Cycle | 40 | IPP CHP
10567 | Algonquin Windsor Locks | GTG2 | Natural Gas Fired Combined Cycle | 15 | IPP CHP
10567 | Algonquin Windsor Locks | STG | Natural Gas Fired Combined Cycle | 16 | IPP CHP
10568 | Port Arthur Texas Refinery | GEN1 | Natural Gas Fired Combustion Turbine | 38.4 | Industrial CHP
10570 | Errol Hydroelectric Project | 1 | Conventional Hydroelectric | 3 | IPP Non-CHP
10586 | Cameron Ridge LLC | EXIS | Onshore Wind Turbine | 59.6 | IPP Non-CHP
10593 | Agrilectric Power Partners Ltd | GEN1 | Other Waste Biomass | 12.1 | IPP Non-CHP
10597 | Ridgetop Energy LLC | WGN1 | Onshore Wind Turbine | 29 | IPP Non-CHP
10601 | Tesoro Wilmington Calciner | GEN1 | All Other | 34 | Industrial CHP
10603 | Ebensburg Power | GEN1 | Conventional Steam Coal | 57.6 | IPP CHP
10605 | Brunswick Cellulose | GEN3 | Wood/Wood Waste Biomass | 9.2 | Industrial CHP
10605 | Brunswick Cellulose | GEN4 | Wood/Wood Waste Biomass | 50 | Industrial CHP
10605 | Brunswick Cellulose | GEN5 | Wood/Wood Waste Biomass | 13 | Industrial CHP
10606 | Georgia-Pacific Crossett LLC | GEN4 | Wood/Wood Waste Biomass | 25 | Industrial CHP
10606 | Georgia-Pacific Crossett LLC | GEN5 | Wood/Wood Waste Biomass | 30.6 | Industrial CHP
10606 | Georgia-Pacific Crossett LLC | GEN6 | Wood/Wood Waste Biomass | 36 | Industrial CHP
10608 | Gilman Mill | GEN1 | Conventional Hydroelectric | 2.2 | IPP Non-CHP
10608 | Gilman Mill | GEN2 | Conventional Hydroelectric | 1 | IPP Non-CHP
10608 | Gilman Mill | GEN3 | Conventional Hydroelectric | 0.8 | IPP Non-CHP
10608 | Gilman Mill | GEN4 | Conventional Hydroelectric | 0.8 | IPP Non-CHP
10610 | Georgia-Pacific Monticello Paper | GEN1 | Wood/Wood Waste Biomass | 32.6 | Industrial CHP
10610 | Georgia-Pacific Monticello Paper | GEN2 | Wood/Wood Waste Biomass | 32.2 | Industrial CHP
10611 | Georgia-Pacific Palatka Operations | GEN4 | Wood/Wood Waste Biomass | 47.8 | Industrial CHP
10611 | Georgia-Pacific Palatka Operations | GEN8 | Wood/Wood Waste Biomass | 32 | Industrial CHP
10612 | Georgia-Pacific Port Hudson | GEN1 | Wood/Wood Waste Biomass | 67.7 | Industrial CHP
10612 | Georgia-Pacific Port Hudson | GEN2 | Petroleum Coke | 60 | Industrial CHP
10613 | Domtar - Woodland Mill | HG1 | Conventional Hydroelectric | 3 | Industrial CHP
10613 | Domtar - Woodland Mill | HG10 | Conventional Hydroelectric | 1.2 | Industrial CHP
10613 | Domtar - Woodland Mill | HG2 | Conventional Hydroelectric | 3 | Industrial CHP
10613 | Domtar - Woodland Mill | HG3 | Conventional Hydroelectric | 3.3 | Industrial CHP
10613 | Domtar - Woodland Mill | HG4 | Conventional Hydroelectric | 0.8 | Industrial CHP
10613 | Domtar - Woodland Mill | HG5 | Conventional Hydroelectric | 0.8 | Industrial CHP
10613 | Domtar - Woodland Mill | HG6 | Conventional Hydroelectric | 0.8 | Industrial CHP
10613 | Domtar - Woodland Mill | HG7 | Conventional Hydroelectric | 1.6 | Industrial CHP
10613 | Domtar - Woodland Mill | HG8 | Conventional Hydroelectric | 2 | Industrial CHP
10613 | Domtar - Woodland Mill | HG9 | Conventional Hydroelectric | 2 | Industrial CHP
10613 | Domtar - Woodland Mill | TG10 | Wood/Wood Waste Biomass | 23 | Industrial CHP
10613 | Domtar - Woodland Mill | TG11 | Wood/Wood Waste Biomass | 26.8 | Industrial CHP
10617 | CH Resources Beaver Falls | GEN1 | Natural Gas Fired Combined Cycle | 65.5 | IPP CHP
10617 | CH Resources Beaver Falls | GEN2 | Natural Gas Fired Combined Cycle | 42.3 | IPP CHP
10620 | Carthage Energy LLC | GEN1 | Natural Gas Fired Combined Cycle | 40.9 | IPP Non-CHP
10620 | Carthage Energy LLC | GEN2 | Natural Gas Fired Combined Cycle | 22 | IPP Non-CHP
10621 | CH Resources Syracuse | GEN1 | Natural Gas Fired Combined Cycle | 65.5 | IPP Non-CHP
10621 | CH Resources Syracuse | GEN2 | Natural Gas Fired Combined Cycle | 37.2 | IPP Non-CHP
10623 | Civic Center | GEN1 | Natural Gas Fired Combined Cycle | 22.1 | Commercial CHP
10623 | Civic Center | GEN2 | Natural Gas Fired Combined Cycle | 12.4 | Commercial CHP
10627 | Pine Bluff Mill | 1TG1 | Wood/Wood Waste Biomass | 40 | Industrial CHP
10627 | Pine Bluff Mill | 2TG1 | Wood/Wood Waste Biomass | 20 | Industrial CHP
10627 | Pine Bluff Mill | 3TG1 | Wood/Wood Waste Biomass | 25 | Industrial CHP
10629 | Wheelabrator Baltimore Refuse | GEN1 | Municipal Solid Waste | 60.2 | IPP CHP
10629 | Wheelabrator Baltimore Refuse | GEN2 | Municipal Solid Waste | 4.3 | IPP CHP
10631 | CE Leathers | GEN1 | Geothermal | 45.5 | IPP Non-CHP
10632 | Del Ranch Company | GEN1 | Geothermal | 45.5 | IPP Non-CHP
10633 | Hopewell Cogeneration | GT1 | Natural Gas Fired Combined Cycle | 101 | IPP CHP
10633 | Hopewell Cogeneration | GT2 | Natural Gas Fired Combined Cycle | 101 | IPP CHP
10633 | Hopewell Cogeneration | GT3 | Natural Gas Fired Combined Cycle | 101 | IPP CHP
10633 | Hopewell Cogeneration | ST1 | Natural Gas Fired Combined Cycle | 96 | IPP CHP
10634 | Elmore Company | GEN1 | Geothermal | 45.5 | IPP Non-CHP
10635 | Corona Energy Partners, Ltd | GEN1 | Natural Gas Fired Combustion Turbine | 47 | IPP CHP
10641 | Cambria Cogen | GEN1 | Conventional Steam Coal | 98 | IPP CHP
10642 | Covanta Hempstead | GEN1 | Municipal Solid Waste | 78.6 | IPP Non-CHP
10643 | Covanta Essex Company | GEN1 | Municipal Solid Waste | 34.9 | IPP Non-CHP
10643 | Covanta Essex Company | GEN2 | Municipal Solid Waste | 34.9 | IPP Non-CHP
10646 | Covanta Southeastern Connecticut Company | GEN1 | Municipal Solid Waste | 18.3 | IPP Non-CHP
10648 | Olinda Landfill Gas Recovery Plant | GEN1 | Landfill Gas | 1.8 | IPP Non-CHP
10648 | Olinda Landfill Gas Recovery Plant | GEN2 | Landfill Gas | 1.8 | IPP Non-CHP
10648 | Olinda Landfill Gas Recovery Plant | GEN3 | Landfill Gas | 1.8 | IPP Non-CHP
10649 | Bear Mountain Limited | GEN1 | Natural Gas Fired Combustion Turbine | 46 | IPP CHP
10650 | Badger Creek Limited | GEN1 | Natural Gas Fired Combustion Turbine | 46 | IPP CHP
10652 | Burney Forest Products | GEN1 | Wood/Wood Waste Biomass | 31 | IPP CHP
10656 | French Paper Hydro | 1 | Conventional Hydroelectric | 0.3 | Industrial Non-CHP
10656 | French Paper Hydro | 2 | Conventional Hydroelectric | 0.4 | Industrial Non-CHP
10656 | French Paper Hydro | 3 | Conventional Hydroelectric | 0.4 | Industrial Non-CHP
10656 | French Paper Hydro | 4 | Conventional Hydroelectric | 0.2 | Industrial Non-CHP
10661 | Collins Pine Project | GEN4 | Wood/Wood Waste Biomass | 12 | Industrial CHP
10671 | AES Shady Point LLC | GEN1 | Conventional Steam Coal | 175 | IPP CHP
10671 | AES Shady Point LLC | GEN2 | Conventional Steam Coal | 175 | IPP CHP
10673 | AES Hawaii | GEN1 | Conventional Steam Coal | 203 | IPP CHP
10677 | CES Placerita Power Plant | UNT2 | Natural Gas Fired Combined Cycle | 60 | IPP Non-CHP
10677 | CES Placerita Power Plant | UNT3 | Natural Gas Fired Combined Cycle | 30 | IPP Non-CHP
10678 | AES Warrior Run Cogeneration Facility | GEN1 | Conventional Steam Coal | 229 | IPP CHP
10682 | Brush Generation Facility | GT1 | Natural Gas Fired Combined Cycle | 23.8 | IPP Non-CHP
10682 | Brush Generation Facility | GT2 | Natural Gas Fired Combustion Turbine | 23.8 | IPP Non-CHP
10682 | Brush Generation Facility | GT3 | Natural Gas Fired Combined Cycle | 37 | IPP Non-CHP
10682 | Brush Generation Facility | GT4 | Natural Gas Fired Combined Cycle | 23.8 | IPP Non-CHP
10682 | Brush Generation Facility | GT5 | Natural Gas Fired Combined Cycle | 23.8 | IPP Non-CHP
10682 | Brush Generation Facility | ST1 | Natural Gas Fired Combined Cycle | 38 | IPP Non-CHP
10682 | Brush Generation Facility | ST2 | Natural Gas Fired Combined Cycle | 37 | IPP Non-CHP
10682 | Brush Generation Facility | ST4 | Natural Gas Fired Combined Cycle | 90 | IPP Non-CHP
10684 | Argus Cogen Plant | TG5 | Conventional Steam Coal | 7.5 | Industrial CHP
10684 | Argus Cogen Plant | TG8 | Conventional Steam Coal | 27.5 | Industrial CHP
10684 | Argus Cogen Plant | TG9 | Conventional Steam Coal | 27.5 | Industrial CHP
10685 | Westend Facility | PINA | Natural Gas Fired Combustion Turbine | 20 | Industrial CHP
10686 | Rapids Energy Center | 6 | Wood/Wood Waste Biomass | 12.5 | Electric Utility
10686 | Rapids Energy Center | 7 | Wood/Wood Waste Biomass | 14 | Electric Utility
10686 | Rapids Energy Center | HYD | Conventional Hydroelectric | 1.9 | Electric Utility
10687 | Black River Hydro Associates | DE1 | Conventional Hydroelectric | 1.6 | IPP Non-CHP
10687 | Black River Hydro Associates | PL1 | Conventional Hydroelectric | 2.2 | IPP Non-CHP
10687 | Black River Hydro Associates | RI1 | Conventional Hydroelectric | 1.9 | IPP Non-CHP
10690 | ExxonMobil Baton Rouge Turbine Generator | CTG1 | Natural Gas Fired Combustion Turbine | 85.3 | Industrial CHP
10692 | ExxonMobil Baytown Turbine | GEN1 | Natural Gas Fired Combustion Turbine | 39.7 | Industrial CHP
10692 | ExxonMobil Baytown Turbine | GEN2 | Natural Gas Fired Combustion Turbine | 39.7 | Industrial CHP
10692 | ExxonMobil Baytown Turbine | GEN3 | Natural Gas Fired Combustion Turbine | 39.7 | Industrial CHP
10692 | ExxonMobil Baytown Turbine | GEN4 | Natural Gas Fired Combustion Turbine | 98.9 | Industrial CHP
10692 | ExxonMobil Baytown Turbine | GEN5 | Natural Gas Fired Combustion Turbine | 163.8 | Industrial CHP
10693 | Eastern Correctional Institute | 1147 | Wood/Wood Waste Biomass | 1.9 | Commercial CHP
10693 | Eastern Correctional Institute | 1148 | Wood/Wood Waste Biomass | 1.9 | Commercial CHP
10693 | Eastern Correctional Institute | DG1 | Petroleum Liquids | 1 | Commercial CHP
10693 | Eastern Correctional Institute | DG2 | Petroleum Liquids | 1 | Commercial CHP
10694 | Pepperell Hydro Power Plant | 2121 | Conventional Hydroelectric | 0.8 | Industrial Non-CHP
10694 | Pepperell Hydro Power Plant | 8281 | Conventional Hydroelectric | 0.8 | Industrial Non-CHP
10694 | Pepperell Hydro Power Plant | G3 | Conventional Hydroelectric | 0.6 | Industrial Non-CHP
10697 | St Francisville Mill | GEN2 | Wood/Wood Waste Biomass | 12.5 | Industrial CHP
10698 | Graphic Packaging | GEN1 | Natural Gas Steam Turbine | 10 | Industrial CHP
10698 | Graphic Packaging | GEN2 | Natural Gas Steam Turbine | 1.8 | Industrial CHP
10699 | Georgia-Pacific Consr Prods LP-Naheola | GEN1 | Wood/Wood Waste Biomass | 15.6 | Industrial CHP
10699 | Georgia-Pacific Consr Prods LP-Naheola | GEN2 | Wood/Wood Waste Biomass | 15.6 | Industrial CHP
10699 | Georgia-Pacific Consr Prods LP-Naheola | GT3 | Wood/Wood Waste Biomass | 47.2 | Industrial CHP
10700 | Red Shield Envir Old Town Facility | TG4 | Wood/Wood Waste Biomass | 12.5 | Industrial CHP
10700 | Red Shield Envir Old Town Facility | TG6 | Wood/Wood Waste Biomass | 16 | Industrial CHP
10706 | Burney Creek | GEN1 | Conventional Hydroelectric | 3 | IPP Non-CHP
10707 | Cove Hydroelectric | GEN1 | Conventional Hydroelectric | 5 | IPP Non-CHP
10708 | Lost Creek I | GEN1 | Conventional Hydroelectric | 1.1 | IPP Non-CHP
10709 | Ponderosa Bailey Creek | GEN1 | Conventional Hydroelectric | 1.1 | IPP Non-CHP
10718 | Karen Avenue Wind Farm | WND | Onshore Wind Turbine | 11.7 | IPP Non-CHP
10720 | Kyocera America Project | 0287 | Natural Gas Internal Combustion Engine | 1.7 | Industrial CHP
10720 | Kyocera America Project | 0333 | Natural Gas Internal Combustion Engine | 2.1 | Industrial CHP
10725 | Selkirk Cogen | GEN1 | Natural Gas Fired Combined Cycle | 95.2 | IPP CHP
10725 | Selkirk Cogen | GEN2 | Natural Gas Fired Combined Cycle | 12 | IPP CHP
10725 | Selkirk Cogen | GEN3 | Natural Gas Fired Combined Cycle | 95.2 | IPP CHP
10725 | Selkirk Cogen | GEN4 | Natural Gas Fired Combined Cycle | 95.2 | IPP CHP
10725 | Selkirk Cogen | GEN5 | Natural Gas Fired Combined Cycle | 148.4 | IPP CHP
10726 | Masspower | GEN1 | Natural Gas Fired Combined Cycle | 90 | IPP CHP
10726 | Masspower | GEN2 | Natural Gas Fired Combined Cycle | 90 | IPP CHP
10726 | Masspower | GEN3 | Natural Gas Fired Combined Cycle | 80.9 | IPP CHP
10728 | Barker Lower | GEN1 | Conventional Hydroelectric | 1.5 | IPP Non-CHP
10735 | Barber Dam | GEN1 | Conventional Hydroelectric | 4.1 | IPP Non-CHP
10737 | Sprague Hydro | GEN1 | Conventional Hydroelectric | 1.2 | IPP Non-CHP
10739 | Hoge Lumber | AC3M | Wood/Wood Waste Biomass | 3 | Industrial CHP
10739 | Hoge Lumber | W750 | Wood/Wood Waste Biomass | 0.7 | Industrial CHP
10740 | Magic Dam Hydroelectric Project | GEN1 | Conventional Hydroelectric | 3 | IPP Non-CHP
10740 | Magic Dam Hydroelectric Project | GEN2 | Conventional Hydroelectric | 3 | IPP Non-CHP
10740 | Magic Dam Hydroelectric Project | GEN3 | Conventional Hydroelectric | 3 | IPP Non-CHP
10741 | Clear Lake Cogeneration Ltd | G102 | Natural Gas Fired Combined Cycle | 129 | IPP CHP
10741 | Clear Lake Cogeneration Ltd | G103 | Natural Gas Fired Combined Cycle | 129 | IPP CHP
10741 | Clear Lake Cogeneration Ltd | G104 | Natural Gas Fired Combined Cycle | 129 | IPP CHP
10741 | Clear Lake Cogeneration Ltd | S101 | Natural Gas Fired Combined Cycle | 51.9 | IPP CHP
10741 | Clear Lake Cogeneration Ltd | S102 | Natural Gas Fired Combined Cycle | 14.3 | IPP CHP
10743 | Morgantown Energy Facility | GEN1 | Conventional Steam Coal | 68.9 | IPP CHP
10745 | Midland Cogeneration Venture | 1G12 | Petroleum Liquids | 5.2 | IPP CHP
10745 | Midland Cogeneration Venture | BP15 | Natural Gas Fired Combined Cycle | 13.4 | IPP CHP
10745 | Midland Cogeneration Venture | GT10 | Natural Gas Fired Combined Cycle | 87.1 | IPP CHP
10745 | Midland Cogeneration Venture | GT11 | Natural Gas Fired Combined Cycle | 87.1 | IPP CHP
10745 | Midland Cogeneration Venture | GT12 | Natural Gas Fired Combined Cycle | 87.1 | IPP CHP
10745 | Midland Cogeneration Venture | GT13 | Natural Gas Fired Combined Cycle | 87.1 | IPP CHP
10745 | Midland Cogeneration Venture | GT14 | Natural Gas Fired Combined Cycle | 87.1 | IPP CHP
10745 | Midland Cogeneration Venture | GT3 | Natural Gas Fired Combined Cycle | 87.1 | IPP CHP
10745 | Midland Cogeneration Venture | GT4 | Natural Gas Fired Combined Cycle | 87.1 | IPP CHP
10745 | Midland Cogeneration Venture | GT5 | Natural Gas Fired Combined Cycle | 87.1 | IPP CHP
10745 | Midland Cogeneration Venture | GT6 | Natural Gas Fired Combined Cycle | 87.1 | IPP CHP
10745 | Midland Cogeneration Venture | GT7 | Natural Gas Fired Combined Cycle | 87.1 | IPP CHP
10745 | Midland Cogeneration Venture | GT8 | Natural Gas Fired Combined Cycle | 87.1 | IPP CHP
10745 | Midland Cogeneration Venture | GT9 | Natural Gas Fired Combined Cycle | 87.1 | IPP CHP
10745 | Midland Cogeneration Venture | ST1 | Natural Gas Fired Combined Cycle | 410 | IPP CHP
10745 | Midland Cogeneration Venture | ST2 | Natural Gas Fired Combined Cycle | 380 | IPP CHP
10746 | Covanta Delaware Valley | GEN1 | Municipal Solid Waste | 90 | IPP Non-CHP
10748 | Marina Landfill Gas | U1C06 | Landfill Gas | 1.6 | Commercial Non-CHP
10748 | Marina Landfill Gas | U2J02 | Landfill Gas | 1 | Commercial Non-CHP
10748 | Marina Landfill Gas | U4J16 | Landfill Gas | 1.4 | Commercial Non-CHP
10751 | Camden Plant Holding LLC | GEN1 | Natural Gas Fired Combined Cycle | 95.2 | IPP Non-CHP
10751 | Camden Plant Holding LLC | GEN2 | Natural Gas Fired Combined Cycle | 61.8 | IPP Non-CHP
10752 | Lachute Hydro Lower | GEN1 | Conventional Hydroelectric | 3.8 | IPP Non-CHP
10753 | Lachute Hydro Upper | GEN1 | Conventional Hydroelectric | 5.2 | IPP Non-CHP
10755 | Rifle Generating Station | GT2 | Natural Gas Fired Combined Cycle | 15 | Electric Utility
10755 | Rifle Generating Station | GT3 | Natural Gas Fired Combined Cycle | 15 | Electric Utility
10755 | Rifle Generating Station | GT4 | Natural Gas Fired Combined Cycle | 15 | Electric Utility
10755 | Rifle Generating Station | ST1 | Natural Gas Fired Combined Cycle | 39 | Electric Utility
10759 | Salton Sea Power Gen Co - Unit 3 | GEN1 | Geothermal | 53.9 | IPP Non-CHP
10761 | Las Vegas Generating Station | GEN1 | Natural Gas Fired Combined Cycle | 49.8 | Electric Utility
10761 | Las Vegas Generating Station | GEN2 | Natural Gas Fired Combined Cycle | 11.5 | Electric Utility
10761 | Las Vegas Generating Station | GEN3 | Natural Gas Fired Combined Cycle | 60.5 | Electric Utility
10761 | Las Vegas Generating Station | GEN4 | Natural Gas Fired Combined Cycle | 60.5 | Electric Utility
10761 | Las Vegas Generating Station | GEN5 | Natural Gas Fired Combined Cycle | 60.5 | Electric Utility
10761 | Las Vegas Generating Station | GEN6 | Natural Gas Fired Combined Cycle | 60.5 | Electric Utility
10761 | Las Vegas Generating Station | GEN7 | Natural Gas Fired Combined Cycle | 27.8 | Electric Utility
10761 | Las Vegas Generating Station | GEN8 | Natural Gas Fired Combined Cycle | 27.8 | Electric Utility
10763 | Geo East Mesa III | GBU | Geothermal | 8 | IPP Non-CHP
10763 | Geo East Mesa III | GEN1 | Geothermal | 21.6 | IPP Non-CHP
10764 | Blue Lake Power LLC | GEN1 | Wood/Wood Waste Biomass | 13.8 | IPP Non-CHP
10765 | Indeck Jonesboro Energy Center | GEN1 | Wood/Wood Waste Biomass | 27.5 | IPP Non-CHP
10766 | Indeck West Enfield Energy Center | GEN1 | Wood/Wood Waste Biomass | 27.5 | IPP Non-CHP
10767 | Rio Bravo Fresno | GEN1 | Wood/Wood Waste Biomass | 28 | IPP Non-CHP
10771 | Hopewell Power Station | 1 | Wood/Wood Waste Biomass | 71.1 | Electric Utility
10772 | Rio Bravo Rocklin | GEN1 | Wood/Wood Waste Biomass | 27.9 | IPP Non-CHP
10773 | Altavista Power Station | 1 | Wood/Wood Waste Biomass | 71.1 | Electric Utility
10774 | Southampton Power Station | 1 | Wood/Wood Waste Biomass | 71.1 | Electric Utility
10776 | E F Oxnard Energy Facility | GTG | Natural Gas Fired Combustion Turbine | 48.5 | IPP CHP
10777 | HL Power | GEN1 | Wood/Wood Waste Biomass | 36.2 | IPP Non-CHP
10781 | Koyle Ranch Hydroelectric Project | GEN1 | Conventional Hydroelectric | 0.2 | IPP Non-CHP
10781 | Koyle Ranch Hydroelectric Project | GEN2 | Conventional Hydroelectric | 0.3 | IPP Non-CHP
10781 | Koyle Ranch Hydroelectric Project | GEN3 | Conventional Hydroelectric | 0.8 | IPP Non-CHP
10784 | Colstrip Energy LP | GEN1 | Conventional Steam Coal | 46.1 | IPP Non-CHP
10787 | Piedmont Hydro Power Project | GEN1 | Conventional Hydroelectric | 1 | IPP Non-CHP
10789 | Sabine River Works | GEN1 | Natural Gas Fired Combined Cycle | 89.9 | Industrial CHP
10789 | Sabine River Works | GEN3 | Natural Gas Fired Combined Cycle | 6.2 | Industrial CHP
10789 | Sabine River Works | GT1A | Natural Gas Fired Combined Cycle | 180 | Industrial CHP
10789 | Sabine River Works | GT1B | Natural Gas Fired Combined Cycle | 180 | Industrial CHP
10789 | Sabine River Works | ST1A | Natural Gas Fired Combined Cycle | 145 | Industrial CHP
10790 | Victoria Texas Plant | GEN1 | Natural Gas Fired Combustion Turbine | 102.4 | Industrial CHP
10795 | Camden South Carolina | GEN1 | Natural Gas Steam Turbine | 5.5 | Industrial CHP
10795 | Camden South Carolina | GEN2 | Natural Gas Steam Turbine | 5.5 | Industrial CHP
10795 | Camden South Carolina | GEN3 | Natural Gas Steam Turbine | 19 | Industrial CHP
10798 | Fries Hydroelectric Project | GEN1 | Conventional Hydroelectric | 2 | IPP Non-CHP
10798 | Fries Hydroelectric Project | GEN2 | Conventional Hydroelectric | 0.8 | IPP Non-CHP
10798 | Fries Hydroelectric Project | GEN3 | Conventional Hydroelectric | 0.2 | IPP Non-CHP
10798 | Fries Hydroelectric Project | GEN4 | Conventional Hydroelectric | 2.4 | IPP Non-CHP
10799 | Pelzer Upper | GEN1 | Conventional Hydroelectric | 2 | IPP Non-CHP
10800 | Pelzer Lower | GEN1 | Conventional Hydroelectric | 3.3 | IPP Non-CHP
10801 | Ware Shoals Hydro Project | GEN1 | Conventional Hydroelectric | 3 | IPP Non-CHP
10801 | Ware Shoals Hydro Project | GEN2 | Conventional Hydroelectric | 3.2 | IPP Non-CHP
10803 | Ogdensburg Power | GEN3 | Natural Gas Steam Turbine | 26.9 | IPP CHP
10805 | Kenilworth Energy Facility | GEN1 | Natural Gas Fired Combined Cycle | 22 | IPP CHP
10805 | Kenilworth Energy Facility | GEN2 | Natural Gas Fired Combined Cycle | 6.8 | IPP CHP
10806 | Crystal Springs | GEN1 | Conventional Hydroelectric | 2.3 | IPP Non-CHP
10807 | Dietrich Drop | GEN1 | Conventional Hydroelectric | 4.8 | IPP Non-CHP
10808 | Low Line Rapids | GEN1 | Conventional Hydroelectric | 2.8 | IPP Non-CHP
10809 | Rock Creek II | GEN1 | Conventional Hydroelectric | 1.9 | IPP Non-CHP
10810 | NTC/MCRD Energy Facility | GEN1 | Natural Gas Fired Combined Cycle | 23 | IPP CHP
10810 | NTC/MCRD Energy Facility | GEN2 | Natural Gas Fired Combined Cycle | 2.6 | IPP CHP
10811 | Naval Station Energy Facility | GEN1 | Natural Gas Fired Combined Cycle | 38.4 | IPP CHP
10811 | Naval Station Energy Facility | GEN2 | Natural Gas Fired Combined Cycle | 11.6 | IPP CHP
10811 | Naval Station Energy Facility | GEN3 | Natural Gas Fired Combined Cycle | 5.2 | IPP CHP
10812 | North Island Energy Facility | GEN1 | Natural Gas Fired Combined Cycle | 36.3 | IPP CHP
10812 | North Island Energy Facility | GEN2 | Natural Gas Fired Combined Cycle | 4 | IPP CHP
10817 | Port Leyden Hydroelectric Project | GEN1 | Conventional Hydroelectric | 0.5 | IPP Non-CHP
10817 | Port Leyden Hydroelectric Project | GEN2 | Conventional Hydroelectric | 0.5 | IPP Non-CHP
10819 | Ada Cogeneration LP | GEN1 | Natural Gas Fired Combined Cycle | 23 | IPP CHP
10819 | Ada Cogeneration LP | GEN2 | Natural Gas Fired Combined Cycle | 10.1 | IPP CHP
10822 | Grayling Generating Station | GEN1 | Wood/Wood Waste Biomass | 38 | IPP Non-CHP
10823 | Deer Island Treatment Plant | G101 | Petroleum Liquids | 26 | Commercial CHP
10823 | Deer Island Treatment Plant | G201 | Petroleum Liquids | 26 | Commercial CHP
10823 | Deer Island Treatment Plant | H101 | Conventional Hydroelectric | 1 | Commercial CHP
10823 | Deer Island Treatment Plant | H201 | Conventional Hydroelectric | 1 | Commercial CHP
10823 | Deer Island Treatment Plant | PV101 | Solar Photovoltaic | 0.1 | Commercial CHP
10823 | Deer Island Treatment Plant | S101 | Other Waste Biomass | 17.5 | Commercial CHP
10823 | Deer Island Treatment Plant | WT101 | Onshore Wind Turbine | 0.6 | Commercial CHP
10823 | Deer Island Treatment Plant | WT102 | Onshore Wind Turbine | 0.6 | Commercial CHP
10824 | Oakdale Power Station | OAKD | Conventional Hydroelectric | 3.5 | IPP Non-CHP
10825 | Cosgrove Intake and Power Station | UNI1 | Conventional Hydroelectric | 1.6 | IPP Non-CHP
10825 | Cosgrove Intake and Power Station | UNI2 | Conventional Hydroelectric | 1.6 | IPP Non-CHP
10836 | Woodland Biomass Power Ltd | GEN1 | Wood/Wood Waste Biomass | 28 | IPP Non-CHP
10837 | Covanta Mendota | GEN1 | Wood/Wood Waste Biomass | 28 | IPP Non-CHP
10838 | Springfield Power LLC | GEN1 | Wood/Wood Waste Biomass | 20 | IPP Non-CHP
10839 | DG Whitefield LLC | GEN1 | Wood/Wood Waste Biomass | 19.9 | IPP Non-CHP
10840 | Covanta Delano Energy | GEN1 | Wood/Wood Waste Biomass | 31.8 | IPP Non-CHP
10840 | Covanta Delano Energy | GEN2 | Wood/Wood Waste Biomass | 25.2 | IPP Non-CHP
10848 | Walden | GEN1 | Conventional Hydroelectric | 1.2 | IPP Non-CHP
10848 | Walden | GEN2 | Conventional Hydroelectric | 0.8 | IPP Non-CHP
10848 | Walden | GEN3 | Conventional Hydroelectric | 0.4 | IPP Non-CHP
10849 | Silver Bay Power | GEN1 | Conventional Steam Coal | 50 | Industrial CHP
10849 | Silver Bay Power | GEN2 | Conventional Steam Coal | 81.6 | Industrial CHP
10853 | Center Falls | 1 | Conventional Hydroelectric | 0.4 | Industrial Non-CHP
10853 | Center Falls | 2 | Conventional Hydroelectric | 0.4 | Industrial Non-CHP
10853 | Center Falls | 3 | Conventional Hydroelectric | 0.3 | Industrial Non-CHP
10855 | Cargill Corn Milling Division | GEN1 | Conventional Steam Coal | 20 | Industrial CHP
10855 | Cargill Corn Milling Division | GEN2 | Conventional Steam Coal | 20 | Industrial CHP
10860 | Archer Daniels Midland Clinton | 1A | Conventional Steam Coal | 75 | Industrial CHP
10860 | Archer Daniels Midland Clinton | 2A | Conventional Steam Coal | 105 | Industrial CHP
10861 | Archer Daniels Midland Des Moines | GEN1 | Conventional Steam Coal | 7.9 | Industrial CHP
10862 | Archer Daniels Midland Lincoln | GEN1 | Conventional Steam Coal | 7.9 | Industrial CHP
10863 | Archer Daniels Midland Mankato | GEN1 | Conventional Steam Coal | 6.1 | Industrial CHP
10864 | Archer Daniels Midland Cedar Rapids | GEN1 | Conventional Steam Coal | 31 | Industrial CHP
10864 | Archer Daniels Midland Cedar Rapids | GEN2 | Conventional Steam Coal | 31 | Industrial CHP
10864 | Archer Daniels Midland Cedar Rapids | GEN3 | Conventional Steam Coal | 31 | Industrial CHP
10864 | Archer Daniels Midland Cedar Rapids | GEN4 | Conventional Steam Coal | 31 | Industrial CHP
10864 | Archer Daniels Midland Cedar Rapids | GEN5 | Conventional Steam Coal | 31 | Industrial CHP
10864 | Archer Daniels Midland Cedar Rapids | GEN6 | Conventional Steam Coal | 101.1 | Industrial CHP
10864 | Archer Daniels Midland Cedar Rapids | GEN7 | Natural Gas Fired Combustion Turbine | 38.5 | Industrial CHP
10865 | Archer Daniels Midland Decatur | GEN2 | Conventional Steam Coal | 31 | Industrial CHP
10865 | Archer Daniels Midland Decatur | GEN3 | Conventional Steam Coal | 31 | Industrial CHP
10865 | Archer Daniels Midland Decatur | GEN4 | Conventional Steam Coal | 31 | Industrial CHP
10865 | Archer Daniels Midland Decatur | GEN5 | Conventional Steam Coal | 31 | Industrial CHP
10865 | Archer Daniels Midland Decatur | GEN6 | Conventional Steam Coal | 31 | Industrial CHP
10865 | Archer Daniels Midland Decatur | GEN7 | Conventional Steam Coal | 75 | Industrial CHP
10865 | Archer Daniels Midland Decatur | GEN8 | Conventional Steam Coal | 105 | Industrial CHP
10866 | Archer Daniels Midland Peoria | GEN6 | Natural Gas Fired Combustion Turbine | 18 | Industrial CHP
10866 | Archer Daniels Midland Peoria | GEN7 | Natural Gas Fired Combustion Turbine | 18 | Industrial CHP
10867 | Tate & Lyle Decatur Plant Cogen | GEN1 | Conventional Steam Coal | 62 | Industrial CHP
10869 | Biomass One LP | BBC | Wood/Wood Waste Biomass | 10 | IPP Non-CHP
10869 | Biomass One LP | GE | Wood/Wood Waste Biomass | 15 | IPP Non-CHP
10869 | Biomass One LP | GE-2 | Wood/Wood Waste Biomass | 15 | IPP Non-CHP
10870 | Hazelton | GEN1 | Natural Gas Fired Combustion Turbine | 72.5 | IPP Non-CHP
10870 | Hazelton | GEN2 | Natural Gas Fired Combustion Turbine | 33 | IPP Non-CHP
10870 | Hazelton | GEN3 | Natural Gas Fired Combustion Turbine | 33 | IPP Non-CHP
10870 | Hazelton | GEN4 | Natural Gas Fired Combustion Turbine | 33 | IPP Non-CHP
10872 | Kings Falls Hydroelectric | 1 | Conventional Hydroelectric | 1.6 | IPP Non-CHP
10873 | Coso Finance Partners | GEN1 | Geothermal | 32.2 | IPP Non-CHP
10873 | Coso Finance Partners | GEN2 | Geothermal | 30 | IPP Non-CHP
10873 | Coso Finance Partners | GEN3 | Geothermal | 30 | IPP Non-CHP
10874 | Coso Power Developers | GEN4 | Geothermal | 30 | IPP Non-CHP
10874 | Coso Power Developers | GEN5 | Geothermal | 30 | IPP Non-CHP
10874 | Coso Power Developers | GEN6 | Geothermal | 30 | IPP Non-CHP
10875 | Coso Energy Developers | GEN7 | Geothermal | 30 | IPP Non-CHP
10875 | Coso Energy Developers | GEN8 | Geothermal | 30 | IPP Non-CHP
10875 | Coso Energy Developers | GEN9 | Geothermal | 30 | IPP Non-CHP
10878 | Salton Sea Power Gen Co Unit 1 | EE11 | Geothermal | 10 | IPP Non-CHP
10879 | Salton Sea Power Gen Co - Unit 2 | GEN1 | Geothermal | 11.5 | IPP Non-CHP
10879 | Salton Sea Power Gen Co - Unit 2 | GEN2 | Geothermal | 5 | IPP Non-CHP
10879 | Salton Sea Power Gen Co - Unit 2 | GEN3 | Geothermal | 3.5 | IPP Non-CHP
10880 | Bidwell Ditch Project | GEN1 | Conventional Hydroelectric | 1.8 | IPP Non-CHP
10881 | Roaring Creek Water Power | GEN1 | Conventional Hydroelectric | 2 | IPP Non-CHP
10882 | Hatchet Creek Project | GEN1 | Conventional Hydroelectric | 6.8 | IPP Non-CHP
10883 | Medical Area Total Energy Plant | CT1 | Natural Gas Fired Combustion Turbine | 12.5 | Commercial CHP
10883 | Medical Area Total Energy Plant | CT2 | Natural Gas Fired Combustion Turbine | 12.5 | Commercial CHP
10883 | Medical Area Total Energy Plant | DEG1 | Petroleum Liquids | 6.8 | Commercial CHP
10883 | Medical Area Total Energy Plant | DEG2 | Petroleum Liquids | 6.8 | Commercial CHP
10883 | Medical Area Total Energy Plant | DEG3 | Petroleum Liquids | 6.8 | Commercial CHP
10883 | Medical Area Total Energy Plant | DEG4 | Petroleum Liquids | 6.8 | Commercial CHP
10883 | Medical Area Total Energy Plant | DEG5 | Petroleum Liquids | 6.8 | Commercial CHP
10883 | Medical Area Total Energy Plant | DEG6 | Petroleum Liquids | 6.8 | Commercial CHP
10883 | Medical Area Total Energy Plant | STG2 | Natural Gas Steam Turbine | 11 | Commercial CHP
10883 | Medical Area Total Energy Plant | STG3 | Natural Gas Steam Turbine | 11 | Commercial CHP
10884 | Olive View Medical Center | CTC1 | Natural Gas Fired Combustion Turbine | 2.8 | Commercial CHP
10884 | Olive View Medical Center | CTC2 | Natural Gas Fired Combustion Turbine | 2.8 | Commercial CHP
10902 | Victory Mills | GEN1 | Conventional Hydroelectric | 1.7 | IPP Non-CHP
10903 | Lockport Powerhouse | 1GEN | Conventional Hydroelectric | 8 | IPP Non-CHP
10903 | Lockport Powerhouse | 2GEN | Conventional Hydroelectric | 8 | IPP Non-CHP
50002 | Pittsfield Generating LP | GEN1 | Natural Gas Fired Combined Cycle | 40.7 | IPP CHP
50002 | Pittsfield Generating LP | GEN2 | Natural Gas Fired Combined Cycle | 40.7 | IPP CHP
50002 | Pittsfield Generating LP | GEN3 | Natural Gas Fired Combined Cycle | 40.7 | IPP CHP
50002 | Pittsfield Generating LP | GEN4 | Natural Gas Fired Combined Cycle | 53.4 | IPP CHP
50003 | Chalk Cliff Limited | GEN1 | Natural Gas Fired Combustion Turbine | 46 | IPP CHP
50006 | Linden Cogen Plant | GTG1 | Natural Gas Fired Combined Cycle | 95.2 | IPP CHP
50006 | Linden Cogen Plant | GTG2 | Natural Gas Fired Combined Cycle | 95.2 | IPP CHP
50006 | Linden Cogen Plant | GTG3 | Natural Gas Fired Combined Cycle | 95.2 | IPP CHP
50006 | Linden Cogen Plant | GTG4 | Natural Gas Fired Combined Cycle | 95.2 | IPP CHP
50006 | Linden Cogen Plant | GTG5 | Natural Gas Fired Combined Cycle | 95.2 | IPP CHP
50006 | Linden Cogen Plant | GTG6 | Natural Gas Fired Combined Cycle | 212.5 | IPP CHP
50006 | Linden Cogen Plant | STG1 | Natural Gas Fired Combined Cycle | 95.2 | IPP CHP
50006 | Linden Cogen Plant | STG2 | Natural Gas Fired Combined Cycle | 95.2 | IPP CHP
50006 | Linden Cogen Plant | STG3 | Natural Gas Fired Combined Cycle | 95.2 | IPP CHP
50010 | Glen Ferris Hydro | GEN1 | Conventional Hydroelectric | 0.4 | Industrial Non-CHP
50010 | Glen Ferris Hydro | GEN2 | Conventional Hydroelectric | 0.4 | Industrial Non-CHP
50010 | Glen Ferris Hydro | GEN3 | Conventional Hydroelectric | 0.4 | Industrial Non-CHP
50010 | Glen Ferris Hydro | GEN4 | Conventional Hydroelectric | 0.4 | Industrial Non-CHP
50010 | Glen Ferris Hydro | GEN5 | Conventional Hydroelectric | 0.4 | Industrial Non-CHP
50010 | Glen Ferris Hydro | GEN6 | Conventional Hydroelectric | 0.4 | Industrial Non-CHP
50010 | Glen Ferris Hydro | GEN7 | Conventional Hydroelectric | 1.9 | Industrial Non-CHP
50010 | Glen Ferris Hydro | GEN8 | Conventional Hydroelectric | 1.9 | Industrial Non-CHP
50011 | Hawks Nest Hydro | GEN1 | Conventional Hydroelectric | 25.5 | Industrial Non-CHP
50011 | Hawks Nest Hydro | GEN2 | Conventional Hydroelectric | 25.5 | Industrial Non-CHP
50011 | Hawks Nest Hydro | GEN3 | Conventional Hydroelectric | 25.5 | Industrial Non-CHP
50011 | Hawks Nest Hydro | GEN4 | Conventional Hydroelectric | 25.5 | Industrial Non-CHP
50024 | HGST San Jose Standby Generator | 50MW | Petroleum Liquids | 55.3 | Industrial Non-CHP
50026 | Corpus Refinery | FR6 | Natural Gas Fired Combustion Turbine | 47 | Industrial CHP
50028 | Plant 31 Paper Mill | GEN5 | Wood/Wood Waste Biomass | 25 | Industrial CHP
50028 | Plant 31 Paper Mill | GEN6 | Wood/Wood Waste Biomass | 20 | Industrial CHP
50028 | Plant 31 Paper Mill | GEN7 | Natural Gas Fired Combustion Turbine | 39.2 | Industrial CHP
50031 | Mt Ida Hydroelectric | 3983 | Conventional Hydroelectric | 1.5 | IPP Non-CHP
50031 | Mt Ida Hydroelectric | 3986 | Conventional Hydroelectric | 1.5 | IPP Non-CHP
50034 | Valley Falls Hydroelectric Facility | GEN1 | Conventional Hydroelectric | 2.5 | IPP Non-CHP
50035 | MMWAC Resource Recovery Facility | ST1 | Municipal Solid Waste | 5 | Commercial Non-CHP
50036 | New Martinsville Hannibal Hydro | UNT1 | Conventional Hydroelectric | 18.7 | IPP Non-CHP
50036 | New Martinsville Hannibal Hydro | UNT2 | Conventional Hydroelectric | 18.7 | IPP Non-CHP
50037 | Rio Bravo Hydro Project | UNT1 | Conventional Hydroelectric | 7 | IPP Non-CHP
50037 | Rio Bravo Hydro Project | UNT2 | Conventional Hydroelectric | 7 | IPP Non-CHP
50039 | Kline Township Cogen Facility | GEN1 | Conventional Steam Coal | 59 | IPP CHP
50041 | Norton Powerhouse | GEN1 | Natural Gas Steam Turbine | 2.5 | Industrial CHP
50041 | Norton Powerhouse | GEN2 | Natural Gas Steam Turbine | 3.1 | Industrial CHP
50043 | Houston Chemical Complex Battleground | GT1 | Natural Gas Fired Combined Cycle | 104.2 | Industrial CHP
50043 | Houston Chemical Complex Battleground | GT2 | Natural Gas Fired Combined Cycle | 104.2 | Industrial CHP
50043 | Houston Chemical Complex Battleground | GT3 | Natural Gas Fired Combined Cycle | 84.9 | Industrial CHP
50043 | Houston Chemical Complex Battleground | ST | Natural Gas Fired Combined Cycle | 87.4 | Industrial CHP
50047 | International Paper Jay Hydro | GEN1 | Conventional Hydroelectric | 0.5 | Industrial Non-CHP
50047 | International Paper Jay Hydro | GEN2 | Conventional Hydroelectric | 0.5 | Industrial Non-CHP
50047 | International Paper Jay Hydro | GEN3 | Conventional Hydroelectric | 0.5 | Industrial Non-CHP
50047 | International Paper Jay Hydro | GEN4 | Conventional Hydroelectric | 0.5 | Industrial Non-CHP
50047 | International Paper Jay Hydro | GEN5 | Conventional Hydroelectric | 0.5 | Industrial Non-CHP
50047 | International Paper Jay Hydro | GEN6 | Conventional Hydroelectric | 0.6 | Industrial Non-CHP
50049 | Scotia Co-gen Humboldt Redwood Company LLC | GEN1 | Wood/Wood Waste Biomass | 12.5 | Industrial CHP
50049 | Scotia Co-gen Humboldt Redwood Company LLC | GEN2 | Wood/Wood Waste Biomass | 12.5 | Industrial CHP
50049 | Scotia Co-gen Humboldt Redwood Company LLC | GEN3 | Wood/Wood Waste Biomass | 7.5 | Industrial CHP
50051 | Penobscot Energy Recovery | GEN1 | Municipal Solid Waste | 25.3 | Commercial Non-CHP
50054 | Rice University | GEN1 | Natural Gas Fired Combustion Turbine | 3.1 | Commercial CHP
50054 | Rice University | GEN2 | Natural Gas Fired Combustion Turbine | 3.8 | Commercial CHP
50060 | Brown Station Road Plant I | 3972 | Landfill Gas | 0.9 | Commercial Non-CHP
50060 | Brown Station Road Plant I | 9314 | Landfill Gas | 0.9 | Commercial Non-CHP
50060 | Brown Station Road Plant I | 9340 | Landfill Gas | 0.9 | Commercial Non-CHP
50061 | San Diego State University | GEN2 | Natural Gas Fired Combined Cycle | 5.1 | Commercial CHP
50061 | San Diego State University | GEN3 | Natural Gas Fired Combined Cycle | 5.1 | Commercial CHP
50061 | San Diego State University | GEN4 | Natural Gas Fired Combined Cycle | 4.1 | Commercial CHP
50061 | San Diego State University | GEN5 | Solar Photovoltaic | 0.1 | Commercial CHP
50061 | San Diego State University | GEN6 | Solar Photovoltaic | 0.3 | Commercial CHP
50061 | San Diego State University | GEN7 | Solar Photovoltaic | 0.3 | Commercial CHP
50061 | San Diego State University | GEN8 | Solar Photovoltaic | 0.1 | Commercial CHP
50064 | Univ of Calif Santa Cruz Cogeneration | 003 | Natural Gas Fired Combustion Turbine | 4.4 | Commercial CHP
50066 | Calistoga Power Plant | UNT1 | Geothermal | 88.2 | IPP Non-CHP
50066 | Calistoga Power Plant | UNT2 | Geothermal | 88.2 | IPP Non-CHP
50067 | Borger Plant | GEN1 | Other Gases | 37.5 | Industrial CHP
50071 | Palm Beach Renewable Energy Facility 1 | GEN1 | Municipal Solid Waste | 62.3 | IPP Non-CHP
50074 | Marcus Hook Refinery Cogen | GEN1 | Natural Gas Fired Combustion Turbine | 50.5 | IPP CHP
50076 | Santa Felicia Dam | UNT1 | Conventional Hydroelectric | 0.2 | IPP Non-CHP
50076 | Santa Felicia Dam | UNT2 | Conventional Hydroelectric | 1.1 | IPP Non-CHP
50077 | Waste Energy Services | CAT1 | Landfill Gas | 0.5 | IPP CHP
50077 | Waste Energy Services | CAT2 | Landfill Gas | 0.3 | IPP CHP
50077 | Waste Energy Services | CAT3 | Landfill Gas | 0.3 | IPP CHP
50077 | Waste Energy Services | CAT4 | Landfill Gas | 0.3 | IPP CHP
50079 | Goodyear Lake Plant | GEN1 | Conventional Hydroelectric | 0.8 | IPP Non-CHP
50079 | Goodyear Lake Plant | GEN2 | Conventional Hydroelectric | 0.6 | IPP Non-CHP
50080 | Otis Hydro | GEN1 | Conventional Hydroelectric | 5.1 | Industrial Non-CHP
50080 | Otis Hydro | GEN2 | Conventional Hydroelectric | 5.1 | Industrial Non-CHP
50081 | International Paper Riley Hydro | GEN1 | Conventional Hydroelectric | 1.1 | Industrial Non-CHP
50081 | International Paper Riley Hydro | GEN2 | Conventional Hydroelectric | 1.1 | Industrial Non-CHP
50081 | International Paper Riley Hydro | GEN3 | Conventional Hydroelectric | 1.1 | Industrial Non-CHP
50081 | International Paper Riley Hydro | GEN4 | Conventional Hydroelectric | 1.1 | Industrial Non-CHP
50081 | International Paper Riley Hydro | GEN5 | Conventional Hydroelectric | 1.1 | Industrial Non-CHP
50081 | International Paper Riley Hydro | GEN6 | Conventional Hydroelectric | 1.1 | Industrial Non-CHP
50082 | International Paper Livermore Hydro | GEN1 | Conventional Hydroelectric | 1.1 | Industrial Non-CHP
50082 | International Paper Livermore Hydro | GEN2 | Conventional Hydroelectric | 1.1 | Industrial Non-CHP
50082 | International Paper Livermore Hydro | GEN3 | Conventional Hydroelectric | 1.1 | Industrial Non-CHP
50082 | International Paper Livermore Hydro | GEN4 | Conventional Hydroelectric | 1.2 | Industrial Non-CHP
50082 | International Paper Livermore Hydro | GEN5 | Conventional Hydroelectric | 1.1 | Industrial Non-CHP
50082 | International Paper Livermore Hydro | GEN6 | Conventional Hydroelectric | 0.7 | Industrial Non-CHP
50082 | International Paper Livermore Hydro | GEN7 | Conventional Hydroelectric | 0.9 | Industrial Non-CHP
50082 | International Paper Livermore Hydro | GEN8 | Conventional Hydroelectric | 1 | Industrial Non-CHP
50082 | International Paper Livermore Hydro | GEN9 | Conventional Hydroelectric | 1 | Industrial Non-CHP
50087 | Univ of Massachusetts Medical Center | GEN1 | Natural Gas Steam Turbine | 2.5 | Commercial CHP
50087 | Univ of Massachusetts Medical Center | GEN2 | Natural Gas Steam Turbine | 2.5 | Commercial CHP
50087 | Univ of Massachusetts Medical Center | GEN3 | Natural Gas Steam Turbine | 5 | Commercial CHP
50087 | Univ of Massachusetts Medical Center | GEN4 | Natural Gas Fired Combustion Turbine | 7.5 | Commercial CHP
50088 | University of Northern Iowa | GEN1 | Conventional Steam Coal | 7.5 | Commercial CHP
50089 | Univ of San Francisco Cogen | S-17 | Natural Gas Internal Combustion Engine | 1.5 | Commercial CHP
50091 | Sheep Creek Hydro | TB1 | Conventional Hydroelectric | 1.3 | IPP Non-CHP
50091 | Sheep Creek Hydro | TB2 | Conventional Hydroelectric | 0.3 | IPP Non-CHP
50093 | Chateaugay High Falls Hydro | WT | Conventional Hydroelectric | 1.7 | IPP Non-CHP
50094 | Veolia Energy Trenton L.P. | 7214 | Natural Gas Internal Combustion Engine | 6 | Commercial CHP
50099 | Tamarack Energy Partnership | GEN1 | Wood/Wood Waste Biomass | 6.2 | IPP CHP
50101 | WestRock (TX) | GEN1 | Wood/Wood Waste Biomass | 7.5 | Industrial CHP
50101 | WestRock (TX) | GEN2 | Wood/Wood Waste Biomass | 32.6 | Industrial CHP
50101 | WestRock (TX) | GEN3 | Wood/Wood Waste Biomass | 17.6 | Industrial CHP
50103 | China Mill Hydro | GEN 1 | Conventional Hydroelectric | 1.7 | IPP Non-CHP
50105 | Ground Water Pumping Station | GPS1 | Conventional Hydroelectric | 0.9 | IPP Non-CHP
50105 | Ground Water Pumping Station | GPS2 | Conventional Hydroelectric | 0.9 | IPP Non-CHP
50105 | Ground Water Pumping Station | GPS3 | Conventional Hydroelectric | 0.9 | IPP Non-CHP
50105 | Ground Water Pumping Station | GPS4 | Conventional Hydroelectric | 0.9 | IPP Non-CHP
50105 | Ground Water Pumping Station | GPS5 | Conventional Hydroelectric | 0.9 | IPP Non-CHP
50105 | Ground Water Pumping Station | GPS6 | Conventional Hydroelectric | 0.9 | IPP Non-CHP
50109 | Paris Energy Center | GEN1 | Natural Gas Fired Combined Cycle | 87.8 | IPP Non-CHP
50109 | Paris Energy Center | GEN2 | Natural Gas Fired Combined Cycle | 87.8 | IPP Non-CHP
50109 | Paris Energy Center | GEN3 | Natural Gas Fired Combined Cycle | 90 | IPP Non-CHP
50110 | Sierra Pacific Burney Facility | GEN1 | Wood/Wood Waste Biomass | 20 | Industrial CHP
50111 | Sierra Pacific Loyalton Facility | GEN1 | Wood/Wood Waste Biomass | 20 | IPP Non-CHP
50112 | Sierra Pacific Quincy Facility | GEN1 | Wood/Wood Waste Biomass | 20 | Industrial CHP
50112 | Sierra Pacific Quincy Facility | GEN2 | Wood/Wood Waste Biomass | 7.5 | Industrial CHP
50115 | US Borax | GEN1 | Natural Gas Fired Combustion Turbine | 48.2 | Industrial CHP
50118 | Hal C Weaver Power Plant | GEN10 | Natural Gas Fired Combined Cycle | 34.4 | Commercial CHP
50118 | Hal C Weaver Power Plant | GEN4 | Natural Gas Fired Combined Cycle | 7.6 | Commercial CHP
50118 | Hal C Weaver Power Plant | GEN5 | Natural Gas Fired Combined Cycle | 6 | Commercial CHP
50118 | Hal C Weaver Power Plant | GEN7 | Natural Gas Fired Combined Cycle | 28.8 | Commercial CHP
50118 | Hal C Weaver Power Plant | GEN8 | Natural Gas Fired Combined Cycle | 48.5 | Commercial CHP
50118 | Hal C Weaver Power Plant | GEN9 | Natural Gas Fired Combined Cycle | 27.2 | Commercial CHP
50119 | Phillips 66 Rodeo Refinery | GENA | Other Gases | 18.3 | Industrial CHP
50119 | Phillips 66 Rodeo Refinery | GENB | Other Gases | 18.3 | Industrial CHP
50119 | Phillips 66 Rodeo Refinery | GENC | Other Gases | 18.3 | Industrial CHP
50121 | Valero Refinery Corpus Christi West | PRU | All Other | 12 | Industrial Non-CHP
50121 | Valero Refinery Corpus Christi West | TG1 | Petroleum Coke | 28.6 | Industrial Non-CHP
50121 | Valero Refinery Corpus Christi West | TG2 | Petroleum Coke | 28.6 | Industrial Non-CHP
50123 | Normanskill Hydro Project | GEN1 | Conventional Hydroelectric | 1.2 | IPP Non-CHP
50126 | Ottauquechee Hydro | 1 | Conventional Hydroelectric | 1.2 | IPP Non-CHP
50126 | Ottauquechee Hydro | 2 | Conventional Hydroelectric | 0.6 | IPP Non-CHP
50127 | Signal Hill Generating LLC | GTA | Natural Gas Fired Combined Cycle | 20 | IPP Non-CHP
50127 | Signal Hill Generating LLC | GTB | Natural Gas Fired Combined Cycle | 20 | IPP Non-CHP
50127 | Signal Hill Generating LLC | GTC | Natural Gas Fired Combined Cycle | 20 | IPP Non-CHP
50127 | Signal Hill Generating LLC | STD | Natural Gas Fired Combined Cycle | 20 | IPP Non-CHP
50128 | Clear Lake Hydro Project | 3381 | Conventional Hydroelectric | 2.5 | IPP Non-CHP
50129 | Indian Valley Dam Hydro Project | 1641 | Conventional Hydroelectric | 1.4 | IPP Non-CHP
50129 | Indian Valley Dam Hydro Project | 1642 | Conventional Hydroelectric | 1.4 | IPP Non-CHP
50129 | Indian Valley Dam Hydro Project | 8332 | Conventional Hydroelectric | 0.1 | IPP Non-CHP
50131 | Coalinga Cogeneration | K100 | Natural Gas Fired Combustion Turbine | 38.4 | IPP CHP
50134 | Sycamore Cogeneration | GTAG | Natural Gas Fired Combustion Turbine | 75 | IPP CHP
50134 | Sycamore Cogeneration | GTBG | Natural Gas Fired Combustion Turbine | 75 | IPP CHP
50134 | Sycamore Cogeneration | GTCG | Natural Gas Fired Combustion Turbine | 75 | IPP CHP
50134 | Sycamore Cogeneration | GTDG | Natural Gas Fired Combustion Turbine | 75 | IPP CHP
50136 | South Oaks Hospital | CG1 | Natural Gas Internal Combustion Engine | 0.2 | Commercial CHP
50136 | South Oaks Hospital | CG2 | Natural Gas Internal Combustion Engine | 0.2 | Commercial CHP
50136 | South Oaks Hospital | CG3 | Natural Gas Internal Combustion Engine | 0.2 | Commercial CHP
50136 | South Oaks Hospital | CG4 | Natural Gas Internal Combustion Engine | 0.2 | Commercial CHP
50136 | South Oaks Hospital | CG5 | Natural Gas Internal Combustion Engine | 0.2 | Commercial CHP
50137 | Newgulf Cogen | GEN1 | Natural Gas Fired Combustion Turbine | 101.9 | IPP Non-CHP
50141 | Snider Industries | WGN1 | Wood/Wood Waste Biomass | 5 | Industrial CHP
50146 | Imperial Savannah LP | GENA | Natural Gas Steam Turbine | 2.7 | Industrial CHP
50146 | Imperial Savannah LP | GENB | Natural Gas Steam Turbine | 3 | Industrial CHP
50146 | Imperial Savannah LP | GENC | Natural Gas Steam Turbine | 1 | Industrial CHP
50146 | Imperial Savannah LP | GEND | Natural Gas Steam Turbine | 5 | Industrial CHP
50147 | R E Badger Filtration Plant | 1 | Conventional Hydroelectric | 1.4 | IPP Non-CHP
50148 | Linde Wilmington | GEN1 | Natural Gas Fired Combined Cycle | 25 | Industrial CHP
50148 | Linde Wilmington | GEN2 | Natural Gas Fired Combined Cycle | 6 | Industrial CHP
50150 | Union Carbide Seadrift Cogen | GE10 | Natural Gas Fired Combined Cycle | 15 | Industrial CHP
50150 | Union Carbide Seadrift Cogen | GE11 | Natural Gas Fired Combined Cycle | 35 | Industrial CHP
50150 | Union Carbide Seadrift Cogen | GEN5 | Natural Gas Fired Combined Cycle | 15 | Industrial CHP
50150 | Union Carbide Seadrift Cogen | GEN6 | Natural Gas Fired Combined Cycle | 35 | Industrial CHP
50150 | Union Carbide Seadrift Cogen | GEN7 | Natural Gas Fired Combined Cycle | 6 | Industrial CHP
50150 | Union Carbide Seadrift Cogen | GEN8 | Natural Gas Fired Combined Cycle | 35 | Industrial CHP
50150 | Union Carbide Seadrift Cogen | GEN9 | Natural Gas Fired Combined Cycle | 15 | Industrial CHP
50150 | Union Carbide Seadrift Cogen | IGT | Natural Gas Fired Combined Cycle | 12 | Industrial CHP
50152 | Dow St Charles Operations | CGN1 | Natural Gas Fired Combined Cycle | 125.8 | Industrial CHP
50152 | Dow St Charles Operations | CGN2 | Natural Gas Fired Combined Cycle | 125.8 | Industrial CHP
50152 | Dow St Charles Operations | CSTG | Natural Gas Fired Combined Cycle | 50 | Industrial CHP
50152 | Dow St Charles Operations | STG | Natural Gas Fired Combined Cycle | 22 | Industrial CHP
50153 | Texas City Plant Union Carbide | STG | All Other | 56 | Industrial CHP
50156 | Bear Creek | GEN1 | Conventional Hydroelectric | 3.2 | IPP Non-CHP
50157 | Sanford Dam | 1 | Conventional Hydroelectric | 1.2 | IPP Non-CHP
50157 | Sanford Dam | 2 | Conventional Hydroelectric | 1.2 | IPP Non-CHP
50157 | Sanford Dam | 3 | Conventional Hydroelectric | 1.2 | IPP Non-CHP
50158 | Edenville | 1 | Conventional Hydroelectric | 2.4 | IPP Non-CHP
50158 | Edenville | 2 | Conventional Hydroelectric | 2.4 | IPP Non-CHP
50159 | Secord | 1 | Conventional Hydroelectric | 1.2 | IPP Non-CHP
50160 | Smallwood | 1 | Conventional Hydroelectric | 1.2 | IPP Non-CHP
50166 | International Paper Woronoco Mill | GEN2 | Conventional Hydroelectric | 1.8 | Industrial Non-CHP
50169 | Wichita Plant | GEN1 | Natural Gas Fired Combustion Turbine | 43.7 | Industrial CHP
50170 | Berry Cogen | GEN1 | Natural Gas Fired Combustion Turbine | 38.7 | Industrial CHP
50175 | Emporia | GEN1 | Conventional Hydroelectric | 2 | IPP Non-CHP
50175 | Emporia | GEN2 | Conventional Hydroelectric | 0.5 | IPP Non-CHP
50176 | Union Falls | GEN1 | Conventional Hydroelectric | 1.3 | IPP Non-CHP
50176 | Union Falls | GEN2 | Conventional Hydroelectric | 1.3 | IPP Non-CHP
50177 | Blackstone/Tupperware | GEN1 | Conventional Hydroelectric | 0.4 | IPP Non-CHP
50177 | Blackstone/Tupperware | GEN2 | Conventional Hydroelectric | 0.4 | IPP Non-CHP
50177 | Blackstone/Tupperware | GEN3 | Conventional Hydroelectric | 0.4 | IPP Non-CHP
50177 | Blackstone/Tupperware | GEN4 | Conventional Hydroelectric | 0.4 | IPP Non-CHP
50178 | Halifax | GEN1 | Conventional Hydroelectric | 0.8 | IPP Non-CHP
50178 | Halifax | GEN2 | Conventional Hydroelectric | 0.4 | IPP Non-CHP
50178 | Halifax | GEN3 | Conventional Hydroelectric | 0.4 | IPP Non-CHP
50179 | Box Canyon Dam | GEN1 | Conventional Hydroelectric | 2.5 | IPP Non-CHP
50179 | Box Canyon Dam | GEN2 | Conventional Hydroelectric | 2.5 | IPP Non-CHP
50180 | Olsen | GEN1 | Conventional Hydroelectric | 5 | IPP Non-CHP
50184 | Columbus MS | TG1 | Wood/Wood Waste Biomass | 64 | Industrial CHP
50184 | Columbus MS | TG2 | Wood/Wood Waste Biomass | 46 | Industrial CHP
50184 | Columbus MS | TG3 | Wood/Wood Waste Biomass | 14.6 | Industrial CHP
50184 | Columbus MS | TG4 | Wood/Wood Waste Biomass | 4 | Industrial CHP
50185 | Cosmo Specialty Fibers Plant | TG1 | Wood/Wood Waste Biomass | 7.5 | Industrial CHP
50185 | Cosmo Specialty Fibers Plant | TG2 | Wood/Wood Waste Biomass | 7.5 | Industrial CHP
50187 | Nippon Dynawave Packaging Longview WA | TG1 | Wood/Wood Waste Biomass | 8 | Industrial CHP
50187 | Nippon Dynawave Packaging Longview WA | TG2 | Wood/Wood Waste Biomass | 5 | Industrial CHP
50187 | Nippon Dynawave Packaging Longview WA | TG4 | Wood/Wood Waste Biomass | 18 | Industrial CHP
50187 | Nippon Dynawave Packaging Longview WA | TG5 | Wood/Wood Waste Biomass | 31.4 | Industrial CHP
50188 | International Paper Co. - New Bern Mill | TG2 | Wood/Wood Waste Biomass | 38.1 | Industrial CHP
50189 | Domtar Paper Co LLC Plymouth NC | TG10 | Wood/Wood Waste Biomass | 72 | Industrial CHP
50189 | Domtar Paper Co LLC Plymouth NC | TG7 | Wood/Wood Waste Biomass | 7.5 | Industrial CHP
50189 | Domtar Paper Co LLC Plymouth NC | TG9 | Wood/Wood Waste Biomass | 42 | Industrial CHP
50190 | Domtar Paper Company Rothschild | HG1 | Conventional Hydroelectric | 0.6 | Industrial Non-CHP
50190 | Domtar Paper Company Rothschild | HG2 | Conventional Hydroelectric | 0.5 | Industrial Non-CHP
50190 | Domtar Paper Company Rothschild | HG3 | Conventional Hydroelectric | 0.6 | Industrial Non-CHP
50190 | Domtar Paper Company Rothschild | HG4 | Conventional Hydroelectric | 0.5 | Industrial Non-CHP
50190 | Domtar Paper Company Rothschild | HG5 | Conventional Hydroelectric | 1 | Industrial Non-CHP
50190 | Domtar Paper Company Rothschild | HG6 | Conventional Hydroelectric | 0.7 | Industrial Non-CHP
50190 | Domtar Paper Company Rothschild | HG7 | Conventional Hydroelectric | 0.5 | Industrial Non-CHP
50191 | IP Springfield Oregon | TG1 | Wood/Wood Waste Biomass | 7.5 | Industrial CHP
50191 | IP Springfield Oregon | TG2 | Wood/Wood Waste Biomass | 5 | Industrial CHP
50191 | IP Springfield Oregon | TG3 | Wood/Wood Waste Biomass | 12.5 | Industrial CHP
50191 | IP Springfield Oregon | TG4 | Wood/Wood Waste Biomass | 40 | Industrial CHP
50192 | International Paper Valliant OK | TG1 | Wood/Wood Waste Biomass | 68 | Industrial CHP
50200 | B Braun Medical | GEN1 | Natural Gas Fired Combustion Turbine | 2.8 | Industrial CHP
50200 | B Braun Medical | GEN2 | Natural Gas Fired Combustion Turbine | 3.3 | Industrial CHP
50201 | Multitrade Rabun Gap, LLC | ST2 | Wood/Wood Waste Biomass | 20 | IPP Non-CHP
50203 | US Gypsum Oakfield | GEN1 | Natural Gas Fired Combustion Turbine | 5.8 | Industrial CHP
50205 | Williams Ignacio Natural Gas Plant | 7101 | All Other | 6.1 | Industrial Non-CHP
50206 | Vallecito Hydroelectric | GEN1 | Conventional Hydroelectric | 0.8 | IPP Non-CHP
50206 | Vallecito Hydroelectric | GEN2 | Conventional Hydroelectric | 2.5 | IPP Non-CHP
50206 | Vallecito Hydroelectric | GEN3 | Conventional Hydroelectric | 2.5 | IPP Non-CHP
50208 | Pinetree Power | GEN1 | Wood/Wood Waste Biomass | 17.5 | IPP Non-CHP
50210 | Vulcan-BN Geothermal Power Company | GEN1 | Geothermal | 30.1 | IPP Non-CHP
50210 | Vulcan-BN Geothermal Power Company | GEN2 | Geothermal | 9.5 | IPP Non-CHP
50215 | York County Resource Recovery | GEN1 | Municipal Solid Waste | 36.5 | IPP Non-CHP
50216 | Watson Cogeneration | GN91 | Natural Gas Fired Combined Cycle | 82 | Industrial CHP
50216 | Watson Cogeneration | GN92 | Natural Gas Fired Combined Cycle | 82 | Industrial CHP
50216 | Watson Cogeneration | GN93 | Natural Gas Fired Combined Cycle | 82 | Industrial CHP
50216 | Watson Cogeneration | GN94 | Natural Gas Fired Combined Cycle | 82 | Industrial CHP
50216 | Watson Cogeneration | GN95 | Natural Gas Fired Combined Cycle | 38.5 | Industrial CHP
50216 | Watson Cogeneration | GN96 | Natural Gas Fired Combined Cycle | 38.5 | Industrial CHP
50218 | Woodward Power Plant | U1 | Conventional Hydroelectric | 2.8 | IPP Non-CHP
50219 | Frankenheimer Power Plant | U1 | Conventional Hydroelectric | 5.3 | IPP Non-CHP
50223 | Nelson Creek | 1296 | Conventional Hydroelectric | 1.2 | IPP Non-CHP
50224 | Oxnard Wastewater Treatment Plant | 7610 | Other Waste Biomass | 0.5 | Commercial CHP
50224 | Oxnard Wastewater Treatment Plant | 7710 | Other Waste Biomass | 0.5 | Commercial CHP
50224 | Oxnard Wastewater Treatment Plant | 7810 | Other Waste Biomass | 0.5 | Commercial CHP
50225 | Regional Waste Systems | TG1 | Municipal Solid Waste | 13.3 | IPP Non-CHP
50228 | Rocky Brook Hydroelectric | GEN1 | Conventional Hydroelectric | 1.6 | IPP Non-CHP
50229 | Texas Petrochemicals | TG2 | Natural Gas Steam Turbine | 35 | Industrial CHP
50230 | Robbins Lumber | CAT | Petroleum Liquids | 2 | Industrial CHP
50230 | Robbins Lumber | WEST | Wood/Wood Waste Biomass | 1.2 | Industrial CHP
50231 | SDS Lumber Gorge Energy Division | TG2 | Wood/Wood Waste Biomass | 5 | Industrial CHP
50231 | SDS Lumber Gorge Energy Division | TG3 | Wood/Wood Waste Biomass | 5 | Industrial CHP
50233 | San Dimas Wash Generating Station | 4011 | Conventional Hydroelectric | 1 | IPP Non-CHP
50234 | San Antonio Regional Hospital | 2074 | Natural Gas Internal Combustion Engine | 0.9 | Commercial CHP
50234 | San Antonio Regional Hospital | 2075 | Natural Gas Internal Combustion Engine | 0.9 | Commercial CHP
50234 | San Antonio Regional Hospital | 2076 | Natural Gas Internal Combustion Engine | 0.9 | Commercial CHP
50240 | Purdue University | GEN1 | Natural Gas Steam Turbine | 30.8 | Commercial CHP
50240 | Purdue University | GEN2 | Natural Gas Steam Turbine | 10.6 | Commercial CHP
50240 | Purdue University | GEN3 | Petroleum Liquids | 1.8 | Commercial CHP
50241 | Providence Memorial Hospital | 9541 | Natural Gas Internal Combustion Engine | 2.1 | Commercial CHP
50241 | Providence Memorial Hospital | 9542 | Natural Gas Internal Combustion Engine | 2.1 | Commercial CHP
50243 | Bucksport Generation LLC | GEN2 | Wood/Wood Waste Biomass | 15.6 | IPP CHP
50243 | Bucksport Generation LLC | GEN3 | Wood/Wood Waste Biomass | 72 | IPP CHP
50243 | Bucksport Generation LLC | GEN4 | Natural Gas Fired Combustion Turbine | 186.8 | IPP CHP
50243 | Bucksport Generation LLC | GEN5 | Wood/Wood Waste Biomass | 24 | IPP CHP
50244 | Canton North Carolina | GEN8 | Conventional Steam Coal | 7.5 | Industrial CHP
50244 | Canton North Carolina | GEN9 | Conventional Steam Coal | 7.5 | Industrial CHP
50244 | Canton North Carolina | GN10 | Conventional Steam Coal | 7.5 | Industrial CHP
50244 | Canton North Carolina | GN11 | Conventional Steam Coal | 7.5 | Industrial CHP
50244 | Canton North Carolina | GN12 | Conventional Steam Coal | 10 | Industrial CHP
50244 | Canton North Carolina | GN13 | Conventional Steam Coal | 12.5 | Industrial CHP
50250 | International Paper Pensacola | GEN1 | Wood/Wood Waste Biomass | 39.6 | Industrial CHP
50250 | International Paper Pensacola | GEN2 | Wood/Wood Waste Biomass | 43.2 | Industrial CHP
50251 | Verso Paper Quinnesec Mich Mill | GEN1 | Wood/Wood Waste Biomass | 28 | Industrial CHP
50251 | Verso Paper Quinnesec Mich Mill | GEN2 | Wood/Wood Waste Biomass | 28 | Industrial CHP
50252 | Sartell Dam | HG10 | Conventional Hydroelectric | 0.9 | Industrial Non-CHP
50252 | Sartell Dam | HG11 | Conventional Hydroelectric | 0.9 | Industrial Non-CHP
50252 | Sartell Dam | HG12 | Conventional Hydroelectric | 0.9 | Industrial Non-CHP
50252 | Sartell Dam | HG2 | Conventional Hydroelectric | 0.9 | Industrial Non-CHP
50252 | Sartell Dam | HG3 | Conventional Hydroelectric | 0.9 | Industrial Non-CHP
50252 | Sartell Dam | HG4 | Conventional Hydroelectric | 0.9 | Industrial Non-CHP
50252 | Sartell Dam | HG5 | Conventional Hydroelectric | 0.9 | Industrial Non-CHP
50252 | Sartell Dam | HG6 | Conventional Hydroelectric | 0.8 | Industrial Non-CHP
50252 | Sartell Dam | HG7 | Conventional Hydroelectric | 0.8 | Industrial Non-CHP
50252 | Sartell Dam | HG8 | Conventional Hydroelectric | 0.7 | Industrial Non-CHP
50252 | Sartell Dam | HG9 | Conventional Hydroelectric | 0.7 | Industrial Non-CHP
50254 | KapStone Kraft Paper Corp | GEN1 | Wood/Wood Waste Biomass | 28.3 | Industrial CHP
50260 | Oakwood Hospital & Medical Center | 1 2M | Petroleum Liquids | 2 | Commercial Non-CHP
50260 | Oakwood Hospital & Medical Center | 2 2M | Petroleum Liquids | 2 | Commercial Non-CHP
50260 | Oakwood Hospital & Medical Center | 500A | Petroleum Liquids | 0.5 | Commercial Non-CHP
50260 | Oakwood Hospital & Medical Center | 500KW | Petroleum Liquids | 0.5 | Commercial Non-CHP
50261 | New Lahontan | GEN1 | Conventional Hydroelectric | 4 | IPP Non-CHP
50267 | Redlands Water & Power | RED1 | Conventional Hydroelectric | 1.4 | IPP Non-CHP
50268 | Hewittville Hydroelectric | HY1 | Conventional Hydroelectric | 3 | IPP Non-CHP
50269 | Unionville Hydro Project 2499 NY | HY1 | Conventional Hydroelectric | 3 | IPP Non-CHP
50270 | ExxonMobil Santa Ynez Facility | GTG1 | Natural Gas Fired Combined Cycle | 39.5 | Industrial CHP
50270 | ExxonMobil Santa Ynez Facility | STG1 | Natural Gas Fired Combined Cycle | 9.8 | Industrial CHP
50273 | Pioneer Valley Resource Recovery | DLV1 | Municipal Solid Waste | 9.4 | IPP Non-CHP
50274 | Simplot Leasing Don Plant | GEN1 | All Other | 15.9 | Industrial CHP
50275 | Park 500 Philip Morris USA | TG3 | Natural Gas Steam Turbine | 13 | Industrial CHP
50276 | Wintec Energy Ltd | EXIS | Onshore Wind Turbine | 5.9 | IPP Non-CHP
50278 | Worumbo Hydro Station | GEN1 | Conventional Hydroelectric | 9.7 | IPP Non-CHP
50278 | Worumbo Hydro Station | GEN2 | Conventional Hydroelectric | 9.7 | IPP Non-CHP
50279 | Archbald Power Station | GEN1 | Landfill Gas | 23.2 | IPP Non-CHP
50279 | Archbald Power Station | GEN5 | Landfill Gas | 4.6 | IPP Non-CHP
50279 | Archbald Power Station | GEN6 | Landfill Gas | 4.6 | IPP Non-CHP
50279 | Archbald Power Station | Gen2 | Natural Gas Fired Combustion Turbine | 60.5 | IPP Non-CHP
50280 | Dahowa Hydro | GEN1 | Conventional Hydroelectric | 10.5 | IPP Non-CHP
50281 | San Gorgonio Farms Wind Farm | WGEN | Onshore Wind Turbine | 31 | IPP Non-CHP
50282 | Luke Mill | GEN1 | Conventional Steam Coal | 35 | Industrial CHP
50282 | Luke Mill | GEN2 | Conventional Steam Coal | 30 | Industrial CHP
50285 | Lower Village Water Power Project | 0001 | Conventional Hydroelectric | 0.6 | IPP Non-CHP
50285 | Lower Village Water Power Project | 0002 | Conventional Hydroelectric | 0.6 | IPP Non-CHP
50290 | SEMASS Resource Recovery | GEN1 | Municipal Solid Waste | 64.5 | IPP Non-CHP
50290 | SEMASS Resource Recovery | GEN2 | Municipal Solid Waste | 34 | IPP Non-CHP
50292 | Bethpage Power Plant | GEN1 | Natural Gas Fired Combined Cycle | 33.7 | IPP Non-CHP
50292 | Bethpage Power Plant | GEN2 | Natural Gas Fired Combined Cycle | 33.7 | IPP Non-CHP
50292 | Bethpage Power Plant | GEN3 | Natural Gas Fired Combined Cycle | 16.2 | IPP Non-CHP
50292 | Bethpage Power Plant | GEN4 | Petroleum Liquids | 0.4 | IPP Non-CHP
50292 | Bethpage Power Plant | GEN5 | Natural Gas Fired Combustion Turbine | 60 | IPP Non-CHP
50292 | Bethpage Power Plant | GEN6 | Natural Gas Fired Combined Cycle | 60 | IPP Non-CHP
50292 | Bethpage Power Plant | GEN7 | Natural Gas Fired Combined Cycle | 36 | IPP Non-CHP
50293 | Wadham Energy LP | GEN1 | Other Waste Biomass | 28.6 | IPP Non-CHP
50296 | Packaging Corp of America | GEN1 | Wood/Wood Waste Biomass | 50 | Industrial CHP
50296 | Packaging Corp of America | GEN2 | Wood/Wood Waste Biomass | 22.5 | Industrial CHP
50299 | AltaGas Ripon Energy Inc. | GEN1 | Natural Gas Fired Combustion Turbine | 49.5 | IPP Non-CHP
50300 | AltaGas Pomona Energy Inc. | BESS1 | Batteries | 20 | IPP Non-CHP
50300 | AltaGas Pomona Energy Inc. | GEN1 | Natural Gas Fired Combustion Turbine | 46 | IPP Non-CHP
50304 | Shell Deer Park | GEN1 | All Other | 51 | Industrial CHP
50304 | Shell Deer Park | GEN2 | All Other | 51 | Industrial CHP
50304 | Shell Deer Park | GEN4 | Other Gases | 75 | Industrial CHP
50304 | Shell Deer Park | GEN5 | Other Gases | 75 | Industrial CHP
50305 | LaFarge Alpena | GE10 | Petroleum Coke | 3.2 | Industrial CHP
50305 | LaFarge Alpena | GEN6 | Petroleum Coke | 12 | Industrial CHP
50305 | LaFarge Alpena | GEN7 | Petroleum Coke | 10 | Industrial CHP
50305 | LaFarge Alpena | GEN8 | Petroleum Coke | 11 | Industrial CHP
50305 | LaFarge Alpena | GEN9 | Petroleum Coke | 11 | Industrial CHP
50307 | University of Oklahoma | GEN1 | Natural Gas Steam Turbine | 7.5 | Commercial CHP
50307 | University of Oklahoma | GEN2 | Natural Gas Steam Turbine | 2.5 | Commercial CHP
50307 | University of Oklahoma | GEN3 | Natural Gas Steam Turbine | 2.5 | Commercial CHP
50307 | University of Oklahoma | GEN4 | Natural Gas Steam Turbine | 4.3 | Commercial CHP
50307 | University of Oklahoma | GEN5 | Petroleum Liquids | 1.8 | Commercial CHP
50308 | Utility Plants Section | GEN1 | Conventional Steam Coal | 5 | Electric Utility
50308 | Utility Plants Section | GEN3 | Conventional Steam Coal | 5 | Electric Utility
50308 | Utility Plants Section | GEN4 | Conventional Steam Coal | 5 | Electric Utility
50308 | Utility Plants Section | GEN5 | Conventional Steam Coal | 5 | Electric Utility
50310 | Standby Generation Plant | 1 | Natural Gas Internal Combustion Engine | 1.1 | Commercial Non-CHP
50310 | Standby Generation Plant | 1SB | Natural Gas Internal Combustion Engine | 1.3 | Commercial Non-CHP
50310 | Standby Generation Plant | 2 | Natural Gas Internal Combustion Engine | 1.1 | Commercial Non-CHP
50310 | Standby Generation Plant | 2SB | Natural Gas Internal Combustion Engine | 1.3 | Commercial Non-CHP
50310 | Standby Generation Plant | 3 | Natural Gas Internal Combustion Engine | 1.1 | Commercial Non-CHP
50310 | Standby Generation Plant | 3SB | Natural Gas Internal Combustion Engine | 1.3 | Commercial Non-CHP
50310 | Standby Generation Plant | 4SB | Natural Gas Internal Combustion Engine | 1.3 | Commercial Non-CHP
50310 | Standby Generation Plant | 5SB | Natural Gas Internal Combustion Engine | 1.3 | Commercial Non-CHP
50310 | Standby Generation Plant | 6SB | Natural Gas Internal Combustion Engine | 1.3 | Commercial Non-CHP
50310 | Standby Generation Plant | 7SB | Natural Gas Internal Combustion Engine | 1.3 | Commercial Non-CHP
50310 | Standby Generation Plant | 8SB | Natural Gas Internal Combustion Engine | 1.3 | Commercial Non-CHP
50311 | Passaic Valley Water Commission | GEN1 | Conventional Hydroelectric | 0.6 | IPP Non-CHP
50311 | Passaic Valley Water Commission | GEN2 | Conventional Hydroelectric | 0.6 | IPP Non-CHP
50311 | Passaic Valley Water Commission | GEN3 | Conventional Hydroelectric | 0.6 | IPP Non-CHP
50311 | Passaic Valley Water Commission | GEN4 | Conventional Hydroelectric | 0.6 | IPP Non-CHP
50312 | Pembroke Hydro | 1 | Conventional Hydroelectric | 2.7 | IPP Non-CHP
50315 | Chasm Hydro Partnership | 1100 | Conventional Hydroelectric | 1 | IPP Non-CHP
50315 | Chasm Hydro Partnership | 2600 | Conventional Hydroelectric | 0.6 | IPP Non-CHP
50316 | Bunge North America East LLC | 3516 | Natural Gas Steam Turbine | 2 | Industrial CHP
50318 | Par Sterile Products | 38-1 | Natural Gas Fired Combustion Turbine | 2.8 | Industrial CHP
50322 | Site 980 65 | GEN1 | Conventional Hydroelectric | 2.1 | IPP Non-CHP
50323 | Marco Ranch | 1 | Conventional Hydroelectric | 0.3 | IPP Non-CHP
50323 | Marco Ranch | 2 | Conventional Hydroelectric | 0.3 | IPP Non-CHP
50323 | Marco Ranch | 3 | Conventional Hydroelectric | 0.3 | IPP Non-CHP
50323 | Marco Ranch | 4 | Conventional Hydroelectric | 0.3 | IPP Non-CHP
50324 | Newfound Hydroelectric | 1 | Conventional Hydroelectric | 0.7 | IPP Non-CHP
50324 | Newfound Hydroelectric | 2 | Conventional Hydroelectric | 0.7 | IPP Non-CHP
50326 | Nalco | AT1 | Natural Gas Fired Combined Cycle | 4 | Commercial CHP
50326 | Nalco | DPOX | Natural Gas Fired Combined Cycle | 0.7 | Commercial CHP
50328 | Byllesby | 1 | Conventional Hydroelectric | 0.8 | IPP Non-CHP
50328 | Byllesby | 2 | Conventional Hydroelectric | 0.8 | IPP Non-CHP
50328 | Byllesby | 3 | Conventional Hydroelectric | 0.9 | IPP Non-CHP
50329 | West Point Treatment Plant | 4 | Other Waste Biomass | 2.3 | Commercial CHP
50329 | West Point Treatment Plant | 5 | Other Waste Biomass | 2.3 | Commercial CHP
50333 | Gay Robinson | DSL5 | Petroleum Liquids | 0.5 | Industrial Non-CHP
50333 | Gay Robinson | DSL6 | Petroleum Liquids | 0.5 | Industrial Non-CHP
50333 | Gay Robinson | HYD2 | Conventional Hydroelectric | 1.2 | Industrial Non-CHP
50337 | Mooseheart Power House | GEN1 | Natural Gas Internal Combustion Engine | 0.5 | Commercial CHP
50337 | Mooseheart Power House | GEN2 | Natural Gas Internal Combustion Engine | 0.5 | Commercial CHP
50337 | Mooseheart Power House | GEN3 | Natural Gas Internal Combustion Engine | 0.3 | Commercial CHP
50337 | Mooseheart Power House | GEN4 | Natural Gas Internal Combustion Engine | 0.5 | Commercial CHP
50341 | PCS Nitrogen Fertilizer LP | GEN2 | All Other | 10 | Industrial Non-CHP
50341 | PCS Nitrogen Fertilizer LP | GEN3 | Petroleum Liquids | 2 | Industrial Non-CHP
50341 | PCS Nitrogen Fertilizer LP | GEN4 | Petroleum Liquids | 2 | Industrial Non-CHP
50350 | Forks of Butte Hydro Project | GEN1 | Conventional Hydroelectric | 14.5 | IPP Non-CHP
50351 | Rolfe Canal Hydro | 1 | Conventional Hydroelectric | 4.3 | IPP Non-CHP
50352 | Nacimiento Hydro Project | 1 | Conventional Hydroelectric | 4 | IPP Non-CHP
50352 | Nacimiento Hydro Project | 2 | Conventional Hydroelectric | 0.4 | IPP Non-CHP
50353 | Penacook Lower Falls | 1 | Conventional Hydroelectric | 4.6 | IPP Non-CHP
50354 | Newport Hydro | 1 | Conventional Hydroelectric | 0.8 | IPP Non-CHP
50354 | Newport Hydro | 2 | Conventional Hydroelectric | 0.8 | IPP Non-CHP
50354 | Newport Hydro | 3 | Conventional Hydroelectric | 0.1 | IPP Non-CHP
50359 | Sloss Industries Corp | 10 | Other Gases | 12.5 | Industrial CHP
50359 | Sloss Industries Corp | 9 | Other Gases | 12.5 | Industrial CHP
50360 | Michell Butte Power Project | GEN1 | Conventional Hydroelectric | 1.8 | IPP Non-CHP
50361 | Owyhee Dam Power Project | GEN1 | Conventional Hydroelectric | 4.3 | IPP Non-CHP
50362 | Tunnel 1 Power Project | GEN1 | Conventional Hydroelectric | 7 | IPP Non-CHP
50363 | Mesquite Lake Energy Park Plant 2 | L313 | Wood/Wood Waste Biomass | 21 | IPP Non-CHP
50365 | Ridgewood Providence Power | PH21 | Landfill Gas | 1.6 | IPP Non-CHP
50365 | Ridgewood Providence Power | PH22 | Landfill Gas | 1.6 | IPP Non-CHP
50365 | Ridgewood Providence Power | PH23 | Landfill Gas | 1.6 | IPP Non-CHP
50365 | Ridgewood Providence Power | PH24 | Landfill Gas | 1.6 | IPP Non-CHP
50366 | University of Notre Dame | GEN1 | Natural Gas Steam Turbine | 3 | Commercial CHP
50366 | University of Notre Dame | GEN2 | Natural Gas Steam Turbine | 1.7 | Commercial CHP
50366 | University of Notre Dame | GEN3 | Petroleum Liquids | 1 | Commercial CHP
50366 | University of Notre Dame | GEN4 | Petroleum Liquids | 1 | Commercial CHP
50366 | University of Notre Dame | GEN5 | Conventional Steam Coal | 2 | Commercial CHP
50366 | University of Notre Dame | GEN6 | Conventional Steam Coal | 5 | Commercial CHP
50366 | University of Notre Dame | GEN7 | Conventional Steam Coal | 9.4 | Commercial CHP
50366 | University of Notre Dame | GEN8 | Petroleum Liquids | 1.9 | Commercial CHP
50366 | University of Notre Dame | GEN9 | Petroleum Liquids | 1.9 | Commercial CHP
50366 | University of Notre Dame | GN10 | Petroleum Liquids | 1.9 | Commercial CHP
50368 | Cornell University Central Heat | CT1 | Natural Gas Fired Combined Cycle | 15 | Commercial CHP
50368 | Cornell University Central Heat | CT2 | Natural Gas Fired Combined Cycle | 15 | Commercial CHP
50368 | Cornell University Central Heat | EDG1 | Petroleum Liquids | 1 | Commercial CHP
50368 | Cornell University Central Heat | EDG2 | Petroleum Liquids | 1 | Commercial CHP
50368 | Cornell University Central Heat | TG1 | Natural Gas Fired Combined Cycle | 1.8 | Commercial CHP
50368 | Cornell University Central Heat | TG2 | Natural Gas Fired Combined Cycle | 5.7 | Commercial CHP
50371 | The Mosaic Company, Plant City Facility | MI34 | All Other | 40.5 | Industrial CHP
50373 | Paxton Creek Cogeneration | GEN1 | Natural Gas Internal Combustion Engine | 6.3 | IPP CHP
50373 | Paxton Creek Cogeneration | GEN2 | Natural Gas Internal Combustion Engine | 6.3 | IPP CHP
50375 | East Portal Generator | GEN1 | Conventional Hydroelectric | 1.2 | IPP Non-CHP
50380 | Upriver Dam Hydro Plant | GEN1 | Conventional Hydroelectric | 2 | IPP Non-CHP
50380 | Upriver Dam Hydro Plant | GEN2 | Conventional Hydroelectric | 2 | IPP Non-CHP
50380 | Upriver Dam Hydro Plant | GEN3 | Conventional Hydroelectric | 2 | IPP Non-CHP
50380 | Upriver Dam Hydro Plant | GEN4 | Conventional Hydroelectric | 5.8 | IPP Non-CHP
50380 | Upriver Dam Hydro Plant | GEN5 | Conventional Hydroelectric | 5.8 | IPP Non-CHP
50382 | Twin Reservoirs | GEN1 | Conventional Hydroelectric | 2.2 | IPP Non-CHP
50384 | Gregg Falls | 1 | Conventional Hydroelectric | 2.2 | IPP Non-CHP
50384 | Gregg Falls | 2 | Conventional Hydroelectric | 1.3 | IPP Non-CHP
50385 | Newark Bay Cogeneration Partnership LP | GEN1 | Natural Gas Fired Combined Cycle | 42 | IPP Non-CHP
50385 | Newark Bay Cogeneration Partnership LP | GEN2 | Natural Gas Fired Combined Cycle | 42 | IPP Non-CHP
50385 | Newark Bay Cogeneration Partnership LP | GEN3 | Natural Gas Fired Combined Cycle | 55 | IPP Non-CHP
50386 | Windland | WING | Onshore Wind Turbine | 15.3 | IPP Non-CHP
50388 | Phillips 66 Carbon Plant | GEN1 | Petroleum Coke | 27.3 | Industrial CHP
50389 | Port Allen (LA) | GEN1 | Natural Gas Fired Combustion Turbine | 3.8 | Industrial CHP
50389 | Port Allen (LA) | GEN2 | Natural Gas Fired Combustion Turbine | 3.8 | Industrial CHP
50392 | Eielson AFB Central Heat & Power Plant | DG01 | Petroleum Liquids | 1.5 | Commercial CHP
50392 | Eielson AFB Central Heat & Power Plant | DG02 | Petroleum Liquids | 1.5 | Commercial CHP
50392 | Eielson AFB Central Heat & Power Plant | DG03 | Petroleum Liquids | 1.5 | Commercial CHP
50392 | Eielson AFB Central Heat & Power Plant | DG04 | Petroleum Liquids | 1.5 | Commercial CHP
50392 | Eielson AFB Central Heat & Power Plant | DG1 | Petroleum Liquids | 2.5 | Commercial CHP
50392 | Eielson AFB Central Heat & Power Plant | TG1 | Conventional Steam Coal | 2.5 | Commercial CHP
50392 | Eielson AFB Central Heat & Power Plant | TG2 | Conventional Steam Coal | 2.5 | Commercial CHP
50392 | Eielson AFB Central Heat & Power Plant | TG3 | Conventional Steam Coal | 5 | Commercial CHP
50392 | Eielson AFB Central Heat & Power Plant | TG4 | Conventional Steam Coal | 5 | Commercial CHP
50392 | Eielson AFB Central Heat & Power Plant | TG5 | Conventional Steam Coal | 10 | Commercial CHP
50393 | Friant Hydro Facility | FR1 | Conventional Hydroelectric | 18.4 | IPP Non-CHP
50393 | Friant Hydro Facility | M1 | Conventional Hydroelectric | 9.8 | IPP Non-CHP
50393 | Friant Hydro Facility | RO1 | Conventional Hydroelectric | 2.4 | IPP Non-CHP
50395 | Georgia-Pacific Corp - Nekoosa Mill | HY1 | Conventional Hydroelectric | 0.8 | Industrial CHP
50395 | Georgia-Pacific Corp - Nekoosa Mill | HY2 | Conventional Hydroelectric | 0.8 | Industrial CHP
50395 | Georgia-Pacific Corp - Nekoosa Mill | HY3 | Conventional Hydroelectric | 0.8 | Industrial CHP
50395 | Georgia-Pacific Corp - Nekoosa Mill | HY4 | Conventional Hydroelectric | 0.6 | Industrial CHP
50395 | Georgia-Pacific Corp - Nekoosa Mill | HY5 | Conventional Hydroelectric | 0.7 | Industrial CHP
50395 | Georgia-Pacific Corp - Nekoosa Mill | NHG1 | Conventional Hydroelectric | 0.2 | Industrial CHP
50395 | Georgia-Pacific Corp - Nekoosa Mill | TG14 | Wood/Wood Waste Biomass | 13.1 | Industrial CHP
50395 | Georgia-Pacific Corp - Nekoosa Mill | TG6 | Natural Gas Steam Turbine | 6 | Industrial CHP
50395 | Georgia-Pacific Corp - Nekoosa Mill | TG8 | Natural Gas Steam Turbine | 16 | Industrial CHP
50396 | Dillard Complex | GEN1 | Wood/Wood Waste Biomass | 5 | Industrial CHP
50396 | Dillard Complex | GEN2 | Wood/Wood Waste Biomass | 5 | Industrial CHP
50396 | Dillard Complex | GEN3 | Wood/Wood Waste Biomass | 7 | Industrial CHP
50396 | Dillard Complex | GEN4 | Wood/Wood Waste Biomass | 11.5 | Industrial CHP
50396 | Dillard Complex | GEN5 | Wood/Wood Waste Biomass | 11.5 | Industrial CHP
50396 | Dillard Complex | GEN6 | Wood/Wood Waste Biomass | 11.5 | Industrial CHP
50397 | P H Glatfelter | GEN1 | Conventional Steam Coal | 6 | Industrial CHP
50397 | P H Glatfelter | GEN2 | Conventional Steam Coal | 5.9 | Industrial CHP
50397 | P H Glatfelter | GEN3 | Conventional Steam Coal | 5.1 | Industrial CHP
50397 | P H Glatfelter | GEN4 | Conventional Steam Coal | 7.5 | Industrial CHP
50397 | P H Glatfelter | GEN5 | Conventional Steam Coal | 45.9 | Industrial CHP
50397 | P H Glatfelter | GEN6 | Wood/Wood Waste Biomass | 39.1 | Industrial CHP
50398 | International Paper Savanna Mill | GE10 | Wood/Wood Waste Biomass | 82.8 | Industrial CHP
50398 | International Paper Savanna Mill | GEN9 | Natural Gas Steam Turbine | 71.2 | Industrial CHP
50400 | Sand Bar Power Plant | GEN1 | Conventional Hydroelectric | 16.2 | IPP Non-CHP
50404 | BP Chemicals Green Lake Plant | TG2 | All Other | 15 | Industrial Non-CHP
50404 | BP Chemicals Green Lake Plant | TG3 | All Other | 23.8 | Industrial Non-CHP
50406 | Somerset Plant | GEN1 | Wood/Wood Waste Biomass | 45.9 | Industrial CHP
50406 | Somerset Plant | GEN2 | Wood/Wood Waste Biomass | 61.2 | Industrial CHP
50407 | Mobile Energy Services LLC | GEN5 | Wood/Wood Waste Biomass | 61 | IPP CHP
50407 | Mobile Energy Services LLC | GEN6 | Wood/Wood Waste Biomass | 35.7 | IPP CHP
50408 | Park Mill | 1 | Conventional Hydroelectric | 0.4 | Industrial Non-CHP
50408 | Park Mill | 10 | Conventional Hydroelectric | 0.3 | Industrial Non-CHP
50408 | Park Mill | 2 | Conventional Hydroelectric | 0.2 | Industrial Non-CHP
50408 | Park Mill | 3 | Conventional Hydroelectric | 0.4 | Industrial Non-CHP
50408 | Park Mill | 6 | Conventional Hydroelectric | 0.4 | Industrial Non-CHP
50408 | Park Mill | 7 | Conventional Hydroelectric | 0.4 | Industrial Non-CHP
50409 | Menominee Mill Marinette | 4 | Conventional Hydroelectric | 0.4 | Industrial Non-CHP
50409 | Menominee Mill Marinette | 5 | Conventional Hydroelectric | 0.4 | Industrial Non-CHP
50409 | Menominee Mill Marinette | 8 | Conventional Hydroelectric | 0.5 | Industrial Non-CHP
50409 | Menominee Mill Marinette | 9 | Conventional Hydroelectric | 0.5 | Industrial Non-CHP
50410 | Chester Operations | 5 | Petroleum Coke | 67 | Industrial CHP
50411 | Rutgers Biomedical and Health Cogen | GEN1 | Natural Gas Fired Combustion Turbine | 3.5 | Commercial CHP
50411 | Rutgers Biomedical and Health Cogen | GEN2 | Natural Gas Fired Combustion Turbine | 3.5 | Commercial CHP
50411 | Rutgers Biomedical and Health Cogen | GEN3 | Natural Gas Fired Combustion Turbine | 3.5 | Commercial CHP
50413 | Olmsted Waste Energy | DGCAT | Petroleum Liquids | 1.7 | Commercial CHP
50413 | Olmsted Waste Energy | TG2 | Municipal Solid Waste | 2.2 | Commercial CHP
50413 | Olmsted Waste Energy | TG3 | Municipal Solid Waste | 5.5 | Commercial CHP
50413 | Olmsted Waste Energy | TGI | Municipal Solid Waste | 1.9 | Commercial CHP
50414 | Penacook Upper Falls Hydro | 1 | Conventional Hydroelectric | 3.4 | IPP Non-CHP
50416 | Tannery Island Power | GEN1 | Conventional Hydroelectric | 0.3 | IPP Non-CHP
50416 | Tannery Island Power | GEN2 | Conventional Hydroelectric | 0.3 | IPP Non-CHP
50416 | Tannery Island Power | GEN3 | Conventional Hydroelectric | 0.3 | IPP Non-CHP
50416 | Tannery Island Power | GEN4 | Conventional Hydroelectric | 0.3 | IPP Non-CHP
50416 | Tannery Island Power | GEN5 | Conventional Hydroelectric | 0.3 | IPP Non-CHP
50421 | Orchard Avenue 1 | 201 | Conventional Hydroelectric | 0.8 | IPP Non-CHP
50421 | Orchard Avenue 1 | 301 | Conventional Hydroelectric | 0.8 | IPP Non-CHP
50423 | Cowiche | 983 | Conventional Hydroelectric | 1.7 | IPP Non-CHP
50424 | Duluth Paper Mill | GEN1 | All Other | 10.6 | Industrial CHP
50427 | Bronx Zoo | GEN1 | Natural Gas Internal Combustion Engine | 0.5 | Commercial CHP
50427 | Bronx Zoo | GEN2 | Natural Gas Internal Combustion Engine | 0.5 | Commercial CHP
50427 | Bronx Zoo | GEN3 | Natural Gas Internal Combustion Engine | 1.1 | Commercial CHP
50427 | Bronx Zoo | GEN4 | Natural Gas Internal Combustion Engine | 1.5 | Commercial CHP
50431 | University of Michigan | TG1 | Natural Gas Fired Combined Cycle | 12.5 | Commercial CHP
50431 | University of Michigan | TG10 | Natural Gas Fired Combined Cycle | 3.5 | Commercial CHP
50431 | University of Michigan | TG7 | Natural Gas Fired Combined Cycle | 12.5 | Commercial CHP
50431 | University of Michigan | TG8 | Natural Gas Fired Combined Cycle | 12.5 | Commercial CHP
50431 | University of Michigan | TG9 | Natural Gas Fired Combined Cycle | 3.5 | Commercial CHP
50433 | Ada Dam | ADA1 | Conventional Hydroelectric | 1.4 | IPP Non-CHP
50435 | Sugarloaf Hydro Plant | SUG1 | Conventional Hydroelectric | 2.5 | IPP Non-CHP
50436 | Cascade Dam | CAS1 | Conventional Hydroelectric | 1.6 | IPP Non-CHP
50437 | French Landing Dam | FRL1 | Conventional Hydroelectric | 1.6 | IPP Non-CHP
50439 | Oconto Falls Lower | GEN1 | Conventional Hydroelectric | 0.3 | Industrial Non-CHP
50439 | Oconto Falls Lower | GEN2 | Conventional Hydroelectric | 1.7 | Industrial Non-CHP
50447 | S D Warren Westbrook | GEN1 | Conventional Hydroelectric | 0.6 | Industrial CHP
50447 | S D Warren Westbrook | GEN2 | Conventional Hydroelectric | 0.6 | Industrial CHP
50447 | S D Warren Westbrook | GEN3 | Conventional Hydroelectric | 0.6 | Industrial CHP
50447 | S D Warren Westbrook | GEN4 | Conventional Hydroelectric | 0.8 | Industrial CHP
50447 | S D Warren Westbrook | GEN5 | Conventional Hydroelectric | 0.8 | Industrial CHP
50447 | S D Warren Westbrook | GEN6 | Conventional Hydroelectric | 0.8 | Industrial CHP
50447 | S D Warren Westbrook | GEN7 | Conventional Hydroelectric | 0.6 | Industrial CHP
50447 | S D Warren Westbrook | GEN9 | Wood/Wood Waste Biomass | 47.5 | Industrial CHP
50447 | S D Warren Westbrook | GN10 | Wood/Wood Waste Biomass | 15 | Industrial CHP
50447 | S D Warren Westbrook | GN11 | Conventional Hydroelectric | 0.6 | Industrial CHP
50447 | S D Warren Westbrook | GN12 | Conventional Hydroelectric | 0.2 | Industrial CHP
50447 | S D Warren Westbrook | GN13 | Conventional Hydroelectric | 0.2 | Industrial CHP
50447 | S D Warren Westbrook | GN14 | Conventional Hydroelectric | 0.2 | Industrial CHP
50447 | S D Warren Westbrook | GN15 | Conventional Hydroelectric | 0.2 | Industrial CHP
50447 | S D Warren Westbrook | GN16 | Conventional Hydroelectric | 0.5 | Industrial CHP
50447 | S D Warren Westbrook | GN17 | Conventional Hydroelectric | 0.5 | Industrial CHP
50447 | S D Warren Westbrook | GN18 | Conventional Hydroelectric | 0.4 | Industrial CHP
50447 | S D Warren Westbrook | GN19 | Conventional Hydroelectric | 0.4 | Industrial CHP
50447 | S D Warren Westbrook | GN20 | Conventional Hydroelectric | 0.4 | Industrial CHP
50449 | Indeck Silver Springs Energy Center | GEN1 | Natural Gas Fired Combined Cycle | 39.4 | IPP CHP
50449 | Indeck Silver Springs Energy Center | GEN2 | Natural Gas Fired Combined Cycle | 17.2 | IPP CHP
50450 | Indeck Oswego Energy Center | GEN1 | Natural Gas Fired Combined Cycle | 41.2 | IPP CHP
50450 | Indeck Oswego Energy Center | GEN2 | Natural Gas Fired Combined Cycle | 16.2 | IPP CHP
50451 | Indeck Yerkes Energy Center | GEN1 | Natural Gas Fired Combined Cycle | 40.6 | IPP CHP
50451 | Indeck Yerkes Energy Center | GEN2 | Natural Gas Fired Combined Cycle | 19.3 | IPP CHP
50456 | Procter & Gamble Cincinnati Plant | GEN1 | Natural Gas Steam Turbine | 12.5 | Industrial CHP
50458 | Indeck Corinth Energy Center | GEN1 | Natural Gas Fired Combined Cycle | 92 | IPP CHP
50458 | Indeck Corinth Energy Center | GEN2 | Natural Gas Fired Combined Cycle | 55 | IPP CHP
50461 | Cheboygan | GEN1 | Conventional Hydroelectric | 1.5 | Industrial Non-CHP
50463 | Procter & Gamble Mehoopany Mill | GEN1 | Natural Gas Fired Combustion Turbine | 53.6 | Industrial CHP
50463 | Procter & Gamble Mehoopany Mill | GEN2 | Natural Gas Steam Turbine | 2.6 | Industrial CHP
50463 | Procter & Gamble Mehoopany Mill | GEN3 | Natural Gas Fired Combustion Turbine | 64 | Industrial CHP
50464 | Oxnard | GEN1 | Natural Gas Fired Combustion Turbine | 19.2 | Industrial CHP
50464 | Oxnard | GEN2 | Natural Gas Fired Combustion Turbine | 49.5 | Industrial CHP
50465 | Flint River Operations | GEN1 | Wood/Wood Waste Biomass | 46.6 | Industrial CHP
50465 | Flint River Operations | GEN2 | Wood/Wood Waste Biomass | 38.5 | Industrial CHP
50466 | Buckeye Florida LP | GEN2 | Wood/Wood Waste Biomass | 8.2 | Industrial CHP
50466 | Buckeye Florida LP | GEN3 | Wood/Wood Waste Biomass | 10.4 | Industrial CHP
50466 | Buckeye Florida LP | GEN4 | Wood/Wood Waste Biomass | 14.8 | Industrial CHP
50466 | Buckeye Florida LP | GEN5 | Wood/Wood Waste Biomass | 11 | Industrial CHP
50466 | Buckeye Florida LP | GEN6 | Wood/Wood Waste Biomass | 25 | Industrial CHP
50468 | Rocky Mount Mill | 1 | Conventional Hydroelectric | 0.6 | Industrial Non-CHP
50468 | Rocky Mount Mill | 2 | Conventional Hydroelectric | 0.5 | Industrial Non-CHP
50468 | Rocky Mount Mill | 3 | Conventional Hydroelectric | 0.5 | Industrial Non-CHP
50472 | Covanta Niagara I, LLC | GEN1 | Municipal Solid Waste | 25 | IPP CHP
50472 | Covanta Niagara I, LLC | GEN2 | Municipal Solid Waste | 25 | IPP CHP
50474 | Swift Creek Chemical Complex | SCC | All Other | 21 | Industrial CHP
50475 | Corpus Christi | GEN1 | Natural Gas Fired Combustion Turbine | 41 | Industrial CHP
50476 | Packaging of America Tomahawk Mill | GEN1 | Natural Gas Steam Turbine | 6.3 | Industrial CHP
50476 | Packaging of America Tomahawk Mill | GEN2 | Natural Gas Steam Turbine | 9.4 | Industrial CHP
50476 | Packaging of America Tomahawk Mill | GEN3 | Conventional Hydroelectric | 1 | Industrial CHP
50476 | Packaging of America Tomahawk Mill | GEN4 | Conventional Hydroelectric | 1 | Industrial CHP
50476 | Packaging of America Tomahawk Mill | GEN5 | Conventional Hydroelectric | 1 | Industrial CHP
50479 | Georgia-Pacific Big Island | BHG1 | Conventional Hydroelectric | 0.2 | Industrial CHP
50479 | Georgia-Pacific Big Island | BHG2 | Conventional Hydroelectric | 0.2 | Industrial CHP
50479 | Georgia-Pacific Big Island | GEN1 | Wood/Wood Waste Biomass | 7.5 | Industrial CHP
50481 | Tennessee Eastman Operations | TG10 | Conventional Steam Coal | 6 | Industrial CHP
50481 | Tennessee Eastman Operations | TG11 | Conventional Steam Coal | 6 | Industrial CHP
50481 | Tennessee Eastman Operations | TG12 | Conventional Steam Coal | 6 | Industrial CHP
50481 | Tennessee Eastman Operations | TG13 | Conventional Steam Coal | 7 | Industrial CHP
50481 | Tennessee Eastman Operations | TG14 | Conventional Steam Coal | 10 | Industrial CHP
50481 | Tennessee Eastman Operations | TG15 | Conventional Steam Coal | 7.5 | Industrial CHP
50481 | Tennessee Eastman Operations | TG16 | Natural Gas Steam Turbine | 10.4 | Industrial CHP
50481 | Tennessee Eastman Operations | TG17 | Conventional Steam Coal | 10.4 | Industrial CHP
50481 | Tennessee Eastman Operations | TG18 | Natural Gas Steam Turbine | 10.4 | Industrial CHP
50481 | Tennessee Eastman Operations | TG19 | Natural Gas Steam Turbine | 10.4 | Industrial CHP
50481 | Tennessee Eastman Operations | TG20 | Conventional Steam Coal | 10.4 | Industrial CHP
50481 | Tennessee Eastman Operations | TG21 | Natural Gas Steam Turbine | 15 | Industrial CHP
50481 | Tennessee Eastman Operations | TG22 | Conventional Steam Coal | 15.4 | Industrial CHP
50481 | Tennessee Eastman Operations | TG24 | Natural Gas Steam Turbine | 16.8 | Industrial CHP
50481 | Tennessee Eastman Operations | TG25 | Conventional Steam Coal | 18 | Industrial CHP
50481 | Tennessee Eastman Operations | TG26 | Conventional Steam Coal | 16.6 | Industrial CHP
50481 | Tennessee Eastman Operations | TGO7 | Conventional Steam Coal | 6 | Industrial CHP
50481 | Tennessee Eastman Operations | TGO8 | Conventional Steam Coal | 6 | Industrial CHP
50481 | Tennessee Eastman Operations | TGO9 | Conventional Steam Coal | 6 | Industrial CHP
50482 | Clewiston Sugar House | TG5 | Other Waste Biomass | 21.6 | Industrial CHP
50482 | Clewiston Sugar House | TG6 | Other Waste Biomass | 15 | Industrial CHP
50482 | Clewiston Sugar House | TG7 | Other Waste Biomass | 20 | Industrial CHP
50482 | Clewiston Sugar House | TG8 | Other Waste Biomass | 14 | Industrial CHP
50485 | Altech III | GEN1 | Onshore Wind Turbine | 21.7 | IPP Non-CHP
50485 | Altech III | GEN2 | Onshore Wind Turbine | 3.4 | IPP Non-CHP
50487 | PPG Powerhouse A | A1 | All Other | 7.5 | Industrial Non-CHP
50487 | PPG Powerhouse A | A2 | All Other | 7.5 | Industrial Non-CHP
50487 | PPG Powerhouse A | A4 | All Other | 7.5 | Industrial Non-CHP
50487 | PPG Powerhouse A | A7 | All Other | 10 | Industrial Non-CHP
50487 | PPG Powerhouse A | A9 | All Other | 20 | Industrial Non-CHP
50488 | PPG Riverside | GEN1 | All Other | 35 | Industrial Non-CHP
50488 | PPG Riverside | GEN2 | All Other | 45 | Industrial Non-CHP
50488 | PPG Riverside | GEN3 | All Other | 82 | Industrial Non-CHP
50489 | PPG Powerhouse C | C1 | Natural Gas Fired Combustion Turbine | 73.1 | Industrial CHP
50489 | PPG Powerhouse C | C2 | Natural Gas Fired Combustion Turbine | 73.1 | Industrial CHP
50489 | PPG Powerhouse C | C3 | Natural Gas Steam Turbine | 57.1 | Industrial CHP
50489 | PPG Powerhouse C | C4 | Natural Gas Fired Combustion Turbine | 77.2 | Industrial CHP
50489 | PPG Powerhouse C | C5 | Natural Gas Fired Combustion Turbine | 77.2 | Industrial CHP
50490 | PPG Plant C Caustic | TE | Natural Gas Steam Turbine | 3.4 | Industrial CHP
50491 | Axiall Natrium Plant | GEN3 | Natural Gas Steam Turbine | 7.5 | Industrial CHP
50491 | Axiall Natrium Plant | GEN4 | Natural Gas Steam Turbine | 7.5 | Industrial CHP
50491 | Axiall Natrium Plant | GEN6 | Natural Gas Steam Turbine | 26 | Industrial CHP
50491 | Axiall Natrium Plant | GEN7 | Natural Gas Steam Turbine | 82 | Industrial CHP
50492 | Gas Utilization Facility | 1 | Other Waste Biomass | 2.3 | Commercial CHP
50492 | Gas Utilization Facility | 2 | Other Waste Biomass | 2.3 | Commercial CHP
50492 | Gas Utilization Facility | 3 | Conventional Hydroelectric | 1.5 | Commercial CHP
50493 | Double C Generation Limited Partnership | DC1 | Natural Gas Fired Combustion Turbine | 24.9 | IPP Non-CHP
50493 | Double C Generation Limited Partnership | DC2 | Natural Gas Fired Combustion Turbine | 24.9 | IPP Non-CHP
50494 | Kern Front Limited | KF1 | Natural Gas Fired Combustion Turbine | 24.9 | IPP Non-CHP
50494 | Kern Front Limited | KF2 | Natural Gas Fired Combustion Turbine | 24.9 | IPP Non-CHP
50495 | High Sierra Limited | HS1 | Natural Gas Fired Combustion Turbine | 24.9 | IPP CHP
50495 | High Sierra Limited | HS2 | Natural Gas Fired Combustion Turbine | 24.9 | IPP CHP
50497 | Bayonne Plant Holding LLC | GTG1 | Natural Gas Fired Combined Cycle | 43.4 | IPP CHP
50497 | Bayonne Plant Holding LLC | GTG2 | Natural Gas Fired Combined Cycle | 43.4 | IPP CHP
50497 | Bayonne Plant Holding LLC | GTG3 | Natural Gas Fired Combined Cycle | 43.4 | IPP CHP
50497 | Bayonne Plant Holding LLC | STG1 | Natural Gas Fired Combined Cycle | 61.4 | IPP CHP
50498 | Capital District Energy Center | GTG | Natural Gas Fired Combined Cycle | 44.1 | IPP CHP
50498 | Capital District Energy Center | STG | Natural Gas Fired Combined Cycle | 34.1 | IPP CHP
50509 | PCS Phosphate | GEN1 | All Other | 54 | Industrial CHP
50512 | Glen Park Hydroelectric Project | GEN1 | Conventional Hydroelectric | 14.5 | IPP Non-CHP
50512 | Glen Park Hydroelectric Project | GEN2 | Conventional Hydroelectric | 14.5 | IPP Non-CHP
50512 | Glen Park Hydroelectric Project | GEN3 | Conventional Hydroelectric | 3.6 | IPP Non-CHP
50513 | Stillwater Reservoir Hydro | GEN1 | Conventional Hydroelectric | 1.8 | IPP Non-CHP
50514 | Fort Miller Hydroelectric Facility | GEN1 | Conventional Hydroelectric | 2.5 | IPP Non-CHP
50514 | Fort Miller Hydroelectric Facility | GEN2 | Conventional Hydroelectric | 2.5 | IPP Non-CHP
50530 | Equilon Los Angeles Refining | GEN1 | Other Gases | 30 | Industrial CHP
50530 | Equilon Los Angeles Refining | GEN2 | Other Gases | 30 | Industrial CHP
50530 | Equilon Los Angeles Refining | GEN3 | Other Gases | 23 | Industrial CHP
50532 | Victory Garden (Tehachapi) | 15SLE | Onshore Wind Turbine | 1.5 | IPP Non-CHP
50532 | Victory Garden (Tehachapi) | WGNS | Onshore Wind Turbine | 19.6 | IPP Non-CHP
50533 | Painted Hills | WGNS | Onshore Wind Turbine | 19 | IPP Non-CHP
50535 | Mesa Wind Power Corp | WGNS | Onshore Wind Turbine | 29.9 | IPP Non-CHP
50536 | Sky River LLC | WGNS | Onshore Wind Turbine | 76.9 | IPP Non-CHP
50537 | SRI International Cogen Project | GEN1 | Natural Gas Fired Combustion Turbine | 6 | Commercial CHP
50539 | Boltonville Hydro Associates | 1 | Conventional Hydroelectric | 0.5 | IPP Non-CHP
50539 | Boltonville Hydro Associates | 2 | Conventional Hydroelectric | 0.3 | IPP Non-CHP
50539 | Boltonville Hydro Associates | 3 | Conventional Hydroelectric | 0.3 | IPP Non-CHP
50540 | BP Carson Refinery | GEN1 | Other Gases | 12 | Industrial Non-CHP
50540 | BP Carson Refinery | GEN2 | Natural Gas Steam Turbine | 1.5 | Industrial Non-CHP
50541 | Harbor Cogen | GEN1 | Natural Gas Fired Combined Cycle | 82.3 | IPP Non-CHP
50541 | Harbor Cogen | ST1 | Natural Gas Fired Combined Cycle | 13.6 | IPP Non-CHP
50541 | Harbor Cogen | ST2 | Natural Gas Fired Combined Cycle | 11.5 | IPP Non-CHP
50544 | Port Townsend Paper | GEN6 | Wood/Wood Waste Biomass | 7.5 | Industrial CHP
50544 | Port Townsend Paper | HDRO | Conventional Hydroelectric | 0.4 | Industrial CHP
50545 | Lawrence Hydroelectric Associates | GEN1 | Conventional Hydroelectric | 7.4 | IPP Non-CHP
50545 | Lawrence Hydroelectric Associates | GEN2 | Conventional Hydroelectric | 7.4 | IPP Non-CHP
50546 | Bowman | GEN1 | Conventional Hydroelectric | 3.6 | IPP Non-CHP
50552 | Cabazon Wind Farm | WGNS | Onshore Wind Turbine | 39.7 | IPP Non-CHP
50553 | Edom Hills Project 1 LLC | 1 | Onshore Wind Turbine | 20 | IPP Non-CHP
50555 | Rosemary Power Station | GEN1 | Natural Gas Fired Combined Cycle | 86 | Electric Utility
50555 | Rosemary Power Station | GEN2 | Natural Gas Fired Combined Cycle | 40 | Electric Utility
50555 | Rosemary Power Station | GEN3 | Natural Gas Fired Combined Cycle | 54 | Electric Utility
50558 | Oklahoma Cogeneration Project | GT01 | Natural Gas Fired Combined Cycle | 72.5 | IPP CHP
50558 | Oklahoma Cogeneration Project | ST01 | Natural Gas Fired Combined Cycle | 49.9 | IPP CHP
50560 | Pacific-Ultrapower Chinese Station | GEN1 | Wood/Wood Waste Biomass | 25 | IPP Non-CHP
50561 | Eagle Point Power Generation | GTG1 | Natural Gas Fired Combined Cycle | 90 | IPP Non-CHP
50561 | Eagle Point Power Generation | GTG2 | Natural Gas Fired Combined Cycle | 90 | IPP Non-CHP
50561 | Eagle Point Power Generation | STG1 | Natural Gas Fired Combined Cycle | 45 | IPP Non-CHP
50561 | Eagle Point Power Generation | STG2 | Natural Gas Fired Combined Cycle | 26.8 | IPP Non-CHP
50563 | Settlers Hill Gas Recovery | GEN1 | Landfill Gas | 3 | IPP Non-CHP
50563 | Settlers Hill Gas Recovery | GEN2 | Landfill Gas | 3 | IPP Non-CHP
50564 | New Milford Gas Recovery | GEN2 | Landfill Gas | 0.8 | IPP Non-CHP
50564 | New Milford Gas Recovery | GEN3 | Landfill Gas | 0.8 | IPP Non-CHP
50564 | New Milford Gas Recovery | GEN4 | Landfill Gas | 0.8 | IPP Non-CHP
50565 | Monroe Livingston Gas Recovery | GEN1 | Landfill Gas | 0.8 | IPP Non-CHP
50565 | Monroe Livingston Gas Recovery | GEN2 | Landfill Gas | 0.8 | IPP Non-CHP
50566 | Milam Gas Recovery | GEN1 | Natural Gas Internal Combustion Engine | 0.8 | IPP Non-CHP
50566 | Milam Gas Recovery | GEN2 | Natural Gas Internal Combustion Engine | 0.8 | IPP Non-CHP
50566 | Milam Gas Recovery | GEN3 | Natural Gas Internal Combustion Engine | 0.8 | IPP Non-CHP
50568 | High Acres Gas Recovery | GEN1 | Landfill Gas | 0.8 | IPP Non-CHP
50568 | High Acres Gas Recovery | GEN2 | Landfill Gas | 0.8 | IPP Non-CHP
50568 | High Acres Gas Recovery | GEN3 | Landfill Gas | 0.8 | IPP Non-CHP
50568 | High Acres Gas Recovery | GEN4 | Landfill Gas | 0.8 | IPP Non-CHP
50568 | High Acres Gas Recovery | GEN5 | Landfill Gas | 1.6 | IPP Non-CHP
50568 | High Acres Gas Recovery | GEN6 | Landfill Gas | 1.6 | IPP Non-CHP
50568 | High Acres Gas Recovery | GEN7 | Landfill Gas | 1.6 | IPP Non-CHP
50568 | High Acres Gas Recovery | GEN8 | Landfill Gas | 1.6 | IPP Non-CHP
50569 | DFW Gas Recovery | GEN1 | Landfill Gas | 3 | IPP Non-CHP
50569 | DFW Gas Recovery | GEN2 | Landfill Gas | 3 | IPP Non-CHP
50569 | DFW Gas Recovery | GEN3 | Landfill Gas | 1.6 | IPP Non-CHP
50569 | DFW Gas Recovery | GEN4 | Landfill Gas | 1.6 | IPP Non-CHP
50569 | DFW Gas Recovery | GEN5 | Landfill Gas | 1.6 | IPP Non-CHP
50569 | DFW Gas Recovery | GEN6 | Landfill Gas | 1.6 | IPP Non-CHP
50570 | Chestnut Ridge Gas Recovery | GEN1 | Landfill Gas | 0.8 | IPP Non-CHP
50570 | Chestnut Ridge Gas Recovery | GEN2 | Landfill Gas | 0.8 | IPP Non-CHP
50570 | Chestnut Ridge Gas Recovery | GEN3 | Landfill Gas | 0.8 | IPP Non-CHP
50570 | Chestnut Ridge Gas Recovery | GEN4 | Landfill Gas | 0.8 | IPP Non-CHP
50570 | Chestnut Ridge Gas Recovery | GEN5 | Landfill Gas | 1.6 | IPP Non-CHP
50571 | Altamont Gas Recovery | GEN1 | Landfill Gas | 3 | IPP Non-CHP
50571 | Altamont Gas Recovery | GEN2 | Landfill Gas | 3 | IPP Non-CHP
50571 | Altamont Gas Recovery | GEN3 | Landfill Gas | 1.3 | IPP Non-CHP
50571 | Altamont Gas Recovery | GEN4 | Landfill Gas | 1.3 | IPP Non-CHP
50572 | CSL Gas Recovery | GEN1 | Landfill Gas | 3 | IPP Non-CHP
50572 | CSL Gas Recovery | GEN2 | Landfill Gas | 3 | IPP Non-CHP
50572 | CSL Gas Recovery | GEN3 | Landfill Gas | 3 | IPP Non-CHP
50572 | CSL Gas Recovery | GEN4 | Landfill Gas | 2.2 | IPP Non-CHP
50573 | CID Gas Recovery | GEN2 | Landfill Gas | 3 | IPP Non-CHP
50575 | Lake Gas Recovery | GEN2 | Landfill Gas | 3 | IPP Non-CHP
50575 | Lake Gas Recovery | GEN3 | Landfill Gas | 3 | IPP Non-CHP
50576 | Metro Gas Recovery | GEN1 | Landfill Gas | 3 | IPP Non-CHP
50576 | Metro Gas Recovery | GEN2 | Landfill Gas | 3 | IPP Non-CHP
50576 | Metro Gas Recovery | GEN3 | Landfill Gas | 0.8 | IPP Non-CHP
50576 | Metro Gas Recovery | GEN4 | Landfill Gas | 0.8 | IPP Non-CHP
50576 | Metro Gas Recovery | GEN5 | Landfill Gas | 0.8 | IPP Non-CHP
50576 | Metro Gas Recovery | GEN6 | Landfill Gas | 0.8 | IPP Non-CHP
50577 | Omega Hills Gas Recovery | GEN1 | Landfill Gas | 3.1 | IPP Non-CHP
50577 | Omega Hills Gas Recovery | GEN2 | Landfill Gas | 3.1 | IPP Non-CHP
50577 | Omega Hills Gas Recovery | GEN3 | Landfill Gas | 3.3 | IPP Non-CHP
50577 | Omega Hills Gas Recovery | GEN5 | Landfill Gas | 3.3 | IPP Non-CHP
50610 | Saint Johns Health Center | 01 | Natural Gas Fired Combustion Turbine | 1.2 | Commercial CHP
50611 | Westwood Generation LLC | GEN1 | Conventional Steam Coal | 36 | IPP Non-CHP
50612 | McKittrick Limited | GEN1 | Natural Gas Fired Combustion Turbine | 46 | IPP CHP
50614 | Expera Specialty Solutions - Mosinee Mill | GEN1 | Wood/Wood Waste Biomass | 15 | Industrial CHP
50614 | Expera Specialty Solutions - Mosinee Mill | HYD1 | Conventional Hydroelectric | 2.2 | Industrial CHP
50614 | Expera Specialty Solutions - Mosinee Mill | HYD2 | Conventional Hydroelectric | 0.6 | Industrial CHP
50614 | Expera Specialty Solutions - Mosinee Mill | HYD3 | Conventional Hydroelectric | 0.6 | Industrial CHP
50614 | Expera Specialty Solutions - Mosinee Mill | WEST | Wood/Wood Waste Biomass | 5 | Industrial CHP
50620 | Flambeau River Papers | GEN1 | Wood/Wood Waste Biomass | 5.7 | Industrial CHP
50621 | Central Power Plant | GEN3 | Petroleum Liquids | 2 | Commercial CHP
50621 | Central Power Plant | GEN4 | Petroleum Liquids | 2 | Commercial CHP
50621 | Central Power Plant | GEN5 | Petroleum Liquids | 3 | Commercial CHP
50621 | Central Power Plant | GEN6 | Petroleum Liquids | 3 | Commercial CHP
50621 | Central Power Plant | GEN7 | Natural Gas Internal Combustion Engine | 2 | Commercial CHP
50622 | Berry Cogen Tanne Hills 18 | GEN1 | Natural Gas Fired Combustion Turbine | 8.8 | Industrial CHP
50622 | Berry Cogen Tanne Hills 18 | GEN2 | Natural Gas Fired Combustion Turbine | 8.8 | Industrial CHP
50623 | Gaviota Oil Plant | GENA | Natural Gas Fired Combustion Turbine | 3.5 | Industrial CHP
50623 | Gaviota Oil Plant | GENB | Natural Gas Fired Combustion Turbine | 3.5 | Industrial CHP
50623 | Gaviota Oil Plant | GENC | Natural Gas Fired Combustion Turbine | 3.5 | Industrial CHP
50623 | Gaviota Oil Plant | GEND | Natural Gas Fired Combustion Turbine | 3.5 | Industrial CHP
50624 | Torrance Refining Company, LLC | EXP1 | All Other | 7.5 | Industrial CHP
50624 | Torrance Refining Company, LLC | GTG1 | Natural Gas Fired Combustion Turbine | 22.5 | Industrial CHP
50624 | Torrance Refining Company, LLC | STG1 | All Other | 19.3 | Industrial CHP
50625 | ExxonMobil Beaumont Refinery | ETG | Other Gases | 7.5 | Industrial CHP
50625 | ExxonMobil Beaumont Refinery | TG22 | Natural Gas Steam Turbine | 27.2 | Industrial CHP
50625 | ExxonMobil Beaumont Refinery | TG23 | Natural Gas Steam Turbine | 40.5 | Industrial CHP
50625 | ExxonMobil Beaumont Refinery | TG24 | Natural Gas Fired Combustion Turbine | 38.6 | Industrial CHP
50625 | ExxonMobil Beaumont Refinery | TG32 | Natural Gas Steam Turbine | 25 | Industrial CHP
50625 | ExxonMobil Beaumont Refinery | TG33 | Natural Gas Steam Turbine | 20 | Industrial CHP
50625 | ExxonMobil Beaumont Refinery | TG34 | Natural Gas Steam Turbine | 30 | Industrial CHP
50625 | ExxonMobil Beaumont Refinery | TG41 | Natural Gas Fired Combustion Turbine | 163 | Industrial CHP
50625 | ExxonMobil Beaumont Refinery | TG42 | Natural Gas Fired Combustion Turbine | 163 | Industrial CHP
50625 | ExxonMobil Beaumont Refinery | TG43 | Natural Gas Fired Combustion Turbine | 163 | Industrial CHP
50626 | Chalmette Refining LLC | GEN1 | All Other | 5.7 | Industrial Non-CHP
50627 | ExxonMobil Oil Joliet Refinery | GTG1 | Other Gases | 22 | Industrial CHP
50627 | ExxonMobil Oil Joliet Refinery | MG | Other Gases | 11.2 | Industrial CHP
50627 | ExxonMobil Oil Joliet Refinery | STG1 | Other Gases | 6.5 | Industrial CHP
50628 | Paulsboro Refinery | GEN1 | Natural Gas Fired Combustion Turbine | 30.5 | Industrial CHP
50628 | Paulsboro Refinery | GEN2 | Other Gases | 15 | Industrial CHP
50628 | Paulsboro Refinery | GEN3 | Other Gases | 15 | Industrial CHP
50628 | Paulsboro Refinery | GEN4 | Petroleum Coke | 18 | Industrial CHP
50629 | Covanta Lake County Energy | GEN1 | Municipal Solid Waste | 15.5 | IPP Non-CHP
50630 | Covanta Marion Inc | GEN1 | Municipal Solid Waste | 13.1 | IPP Non-CHP
50632 | Covanta Stanislaus Energy | GEN1 | Municipal Solid Waste | 24 | IPP Non-CHP
50633 | Mosaic Co Bartow Facility | GEN1 | All Other | 36.9 | Industrial CHP
50633 | Mosaic Co Bartow Facility | GEN2 | All Other | 45 | Industrial CHP
50636 | Brainerd Public Utilities | 1 | Conventional Hydroelectric | 0.6 | Electric Utility
50636 | Brainerd Public Utilities | 2 | Conventional Hydroelectric | 0.6 | Electric Utility
50636 | Brainerd Public Utilities | 3 | Conventional Hydroelectric | 0.5 | Electric Utility
50636 | Brainerd Public Utilities | 4 | Conventional Hydroelectric | 0.6 | Electric Utility
50636 | Brainerd Public Utilities | 5 | Conventional Hydroelectric | 0.6 | Electric Utility
50637 | Clearwater Paper IPP Lewiston | GEN1 | Natural Gas Steam Turbine | 10 | Industrial CHP
50637 | Clearwater Paper IPP Lewiston | GEN2 | Natural Gas Steam Turbine | 10 | Industrial CHP
50637 | Clearwater Paper IPP Lewiston | GEN3 | Wood/Wood Waste Biomass | 28.8 | Industrial CHP
50637 | Clearwater Paper IPP Lewiston | GEN4 | Wood/Wood Waste Biomass | 65 | Industrial CHP
50638 | Clearwater Paper APP CB | GEN1 | Wood/Wood Waste Biomass | 28 | Industrial CHP
50639 | Sappi Cloquet Mill | GEN3 | Wood/Wood Waste Biomass | 19.2 | Industrial CHP
50639 | Sappi Cloquet Mill | GEN4 | Wood/Wood Waste Biomass | 41.5 | Industrial CHP
50639 | Sappi Cloquet Mill | GEN5 | Wood/Wood Waste Biomass | 27.6 | Industrial CHP
50639 | Sappi Cloquet Mill | HGN1 | Conventional Hydroelectric | 1.8 | Industrial CHP
50639 | Sappi Cloquet Mill | HGN5 | Conventional Hydroelectric | 0.8 | Industrial CHP
50639 | Sappi Cloquet Mill | HGN6 | Conventional Hydroelectric | 0.8 | Industrial CHP
50639 | Sappi Cloquet Mill | HGN7 | Conventional Hydroelectric | 2.8 | Industrial CHP
50640 | Warren Lumber Mill | GEN6 | Wood/Wood Waste Biomass | 15 | Industrial CHP
50647 | Covanta Indianapolis Energy | GEN1 | Municipal Solid Waste | 6.5 | Commercial CHP
50648 | Covanta Bristol Energy | GEN1 | Municipal Solid Waste | 16.3 | IPP Non-CHP
50649 | Covanta Babylon Inc | GEN1 | Municipal Solid Waste | 17 | Commercial Non-CHP
50650 | ReEnergy Stratton LLC | UNI1 | Wood/Wood Waste Biomass | 45.7 | IPP Non-CHP
50652 | Lyonsdale Associates | GEN1 | Conventional Hydroelectric | 1.5 | IPP Non-CHP
50652 | Lyonsdale Associates | GEN2 | Conventional Hydroelectric | 1.5 | IPP Non-CHP
50654 | Steamboat Hills LP | GEN1 | Geothermal | 16.3 | IPP Non-CHP
50654 | Steamboat Hills LP | OEC41 | Geothermal | 5.5 | IPP Non-CHP
50656 | Huntington Resource Recovery Facility | GEN1 | Municipal Solid Waste | 28 | IPP Non-CHP
50657 | Montgomery County Resource Recovery | GEN1 | Municipal Solid Waste | 67.8 | IPP Non-CHP
50658 | Covanta Fairfax Energy | GEN1 | Municipal Solid Waste | 62 | IPP Non-CHP
50658 | Covanta Fairfax Energy | GEN2 | Municipal Solid Waste | 62 | IPP Non-CHP
50660 | Covanta Tulsa Renewable Energy LLC | GEN1 | Municipal Solid Waste | 16.8 | Industrial CHP
50661 | Covanta Haverhill | GEN1 | Municipal Solid Waste | 46 | IPP Non-CHP
50662 | Onondaga County Resource Recovery | GEN1 | Municipal Solid Waste | 39.5 | Commercial Non-CHP
50663 | Covanta Alexandria/Arlington Energy | GEN1 | Municipal Solid Waste | 14.5 | Commercial Non-CHP
50663 | Covanta Alexandria/Arlington Energy | GEN2 | Municipal Solid Waste | 14.5 | Commercial Non-CHP
50666 | Pasco Cnty Solid Waste Resource Recovery | GEN1 | Municipal Solid Waste | 31.2 | IPP Non-CHP
50674 | Municipal Cogen Plant | GEN1A | Natural Gas Internal Combustion Engine | 1.2 | Commercial Non-CHP
50688 | Gardiner | GEN1 | Conventional Hydroelectric | 1 | IPP Non-CHP
50690 | San Gorgonio Westwinds II LLC | GEN1 | Onshore Wind Turbine | 43.4 | IPP Non-CHP
50696 | Plant No 1 Orange County | GEN1 | Other Waste Biomass | 2.5 | Commercial CHP
50696 | Plant No 1 Orange County | GEN2 | Other Waste Biomass | 2.5 | Commercial CHP
50696 | Plant No 1 Orange County | GEN3 | Other Waste Biomass | 2.5 | Commercial CHP
50699 | Pumpkin Hill | GEN1 | Conventional Hydroelectric | 1 | IPP Non-CHP
50700 | Lilliwaup Falls Generating | 4735 | Conventional Hydroelectric | 0.2 | IPP Non-CHP
50700 | Lilliwaup Falls Generating | 4736 | Conventional Hydroelectric | 0.2 | IPP Non-CHP
50700 | Lilliwaup Falls Generating | 4737 | Conventional Hydroelectric | 0.2 | IPP Non-CHP
50700 | Lilliwaup Falls Generating | 4738 | Conventional Hydroelectric | 0.2 | IPP Non-CHP
50700 | Lilliwaup Falls Generating | 4739 | Conventional Hydroelectric | 0.2 | IPP Non-CHP
50700 | Lilliwaup Falls Generating | 4740 | Conventional Hydroelectric | 0.2 | IPP Non-CHP
50700 | Lilliwaup Falls Generating | 4741 | Conventional Hydroelectric | 0.2 | IPP Non-CHP
50702 | Salmon Falls | GEN1 | Conventional Hydroelectric | 0.4 | IPP Non-CHP
50702 | Salmon Falls | GEN2 | Conventional Hydroelectric | 0.4 | IPP Non-CHP
50702 | Salmon Falls | GEN3 | Conventional Hydroelectric | 0.4 | IPP Non-CHP
50704 | Somersworth Lower Great Dam | GEN1 | Conventional Hydroelectric | 1.3 | IPP Non-CHP
50707 | JM Shafer Generating Station | LMA | Natural Gas Fired Combined Cycle | 58.5 | Electric Utility
50707 | JM Shafer Generating Station | LMB | Natural Gas Fired Combined Cycle | 58.5 | Electric Utility
50707 | JM Shafer Generating Station | LMC | Natural Gas Fired Combined Cycle | 58.5 | Electric Utility
50707 | JM Shafer Generating Station | LMD | Natural Gas Fired Combined Cycle | 58.5 | Electric Utility
50707 | JM Shafer Generating Station | LME | Natural Gas Fired Combined Cycle | 58.5 | Electric Utility
50707 | JM Shafer Generating Station | STA | Natural Gas Fired Combined Cycle | 52.2 | Electric Utility
50707 | JM Shafer Generating Station | STB | Natural Gas Fired Combined Cycle | 52.2 | Electric Utility
50709 | Thermo Greeley | GEN1 | Natural Gas Fired Combustion Turbine | 37 | IPP CHP
50711 | University of Alaska Fairbanks | GEN1 | Conventional Steam Coal | 1.5 | Commercial CHP
50711 | University of Alaska Fairbanks | GEN2 | Conventional Steam Coal | 1.5 | Commercial CHP
50711 | University of Alaska Fairbanks | GEN3 | Conventional Steam Coal | 10 | Commercial CHP
50711 | University of Alaska Fairbanks | GEN4 | Petroleum Liquids | 9.6 | Commercial CHP
50713 | Huntington Falls | GEN1 | Conventional Hydroelectric | 0.8 | Electric Utility
50713 | Huntington Falls | GEN2 | Conventional Hydroelectric | 0.8 | Electric Utility
50713 | Huntington Falls | GEN3 | Conventional Hydroelectric | 4.1 | Electric Utility
50718 | Notch Butte Hydro | HYD1 | Conventional Hydroelectric | 1 | IPP Non-CHP
50721 | Tazewell Gas Recovery | GEN1 | Landfill Gas | 0.8 | IPP Non-CHP
50721 | Tazewell Gas Recovery | GEN2 | Landfill Gas | 0.8 | IPP Non-CHP
50721 | Tazewell Gas Recovery | GEN3 | Landfill Gas | 0.8 | IPP Non-CHP
50722 | BP Naperville Cogeneration Facility | GEN1 | Natural Gas Fired Combustion Turbine | 8.3 | Industrial CHP
50729 | Clairton Works | GEN1 | Other Gases | 21 | Industrial CHP
50729 | Clairton Works | GEN3 | Other Gases | 10 | Industrial CHP
50732 | Mon Valley Works | GEN1 | Other Gases | 25 | Industrial CHP
50732 | Mon Valley Works | GEN2 | Other Gases | 25 | Industrial CHP
50732 | Mon Valley Works | GEN3 | Other Gases | 2.5 | Industrial CHP
50733 | Gary Works | STG1 | Other Gases | 161 | Industrial CHP
50736 | Exeter Energy LP | GEN1 | All Other | 31.3 | IPP Non-CHP
50739 | Pinetree Power Tamworth | GEN1 | Wood/Wood Waste Biomass | 25 | IPP Non-CHP
50741 | Pontook Hydro Facility | GEN1 | Conventional Hydroelectric | 3.5 | IPP Non-CHP
50741 | Pontook Hydro Facility | GEN2 | Conventional Hydroelectric | 3.5 | IPP Non-CHP
50741 | Pontook Hydro Facility | GEN3 | Conventional Hydroelectric | 3.5 | IPP Non-CHP
50743 | Starrett City Cogen Facility | GEN1 | Natural Gas Steam Turbine | 6 | Commercial CHP
50743 | Starrett City Cogen Facility | GEN2 | Natural Gas Steam Turbine | 6 | Commercial CHP
50743 | Starrett City Cogen Facility | GEN3 | Petroleum Liquids | 2 | Commercial CHP
50743 | Starrett City Cogen Facility | GEN4 | Petroleum Liquids | 2 | Commercial CHP
50743 | Starrett City Cogen Facility | GEN5 | Petroleum Liquids | 2 | Commercial CHP
50744 | Sterling Power Plant | GEN1 | Natural Gas Fired Combined Cycle | 47.7 | IPP Non-CHP
50744 | Sterling Power Plant | GEN2 | Natural Gas Fired Combined Cycle | 16.5 | IPP Non-CHP
50744 | Sterling Power Plant | GEN3 | Petroleum Liquids | 1.1 | IPP Non-CHP
50748 | Agnews Power Plant | GEN1 | Natural Gas Fired Combined Cycle | 24.4 | IPP Non-CHP
50748 | Agnews Power Plant | GEN2 | Natural Gas Fired Combined Cycle | 7.6 | IPP Non-CHP
50750 | Coalinga Cogeneration Facility | GEN1 | Natural Gas Fired Combustion Turbine | 3.4 | Industrial CHP
50750 | Coalinga Cogeneration Facility | GEN2 | Natural Gas Fired Combustion Turbine | 3.4 | Industrial CHP
50751 | Southeast Kern River Cogen | GTG1 | Natural Gas Fired Combustion Turbine | 24 | Industrial CHP
50751 | Southeast Kern River Cogen | GTG2 | Natural Gas Fired Combustion Turbine | 3.4 | Industrial CHP
50751 | Southeast Kern River Cogen | GTG3 | Natural Gas Fired Combustion Turbine | 3.4 | Industrial CHP
50752 | South Belridge Cogeneration Facility | GEN1 | Natural Gas Fired Combustion Turbine | 31.4 | Industrial CHP
50752 | South Belridge Cogeneration Facility | GEN2 | Natural Gas Fired Combustion Turbine | 31.4 | Industrial CHP
50752 | South Belridge Cogeneration Facility | GEN3 | Natural Gas Fired Combustion Turbine | 31.4 | Industrial CHP
50754 | Oak Creek Energy Systems I | GEN1 | Onshore Wind Turbine | 3.5 | IPP Non-CHP
50754 | Oak Creek Energy Systems I | GEN2 | Onshore Wind Turbine | 4.2 | IPP Non-CHP
50754 | Oak Creek Energy Systems I | GEN3 | Onshore Wind Turbine | 23.1 | IPP Non-CHP
50754 | Oak Creek Energy Systems I | GEN4 | Onshore Wind Turbine | 3.7 | IPP Non-CHP
50755 | New Hogan Power Plant | GEN1 | Conventional Hydroelectric | 2 | Electric Utility
50755 | New Hogan Power Plant | GEN2 | Conventional Hydroelectric | 1 | Electric Utility
50758 | Pejepscot Hydroelectric Project | GEN1 | Conventional Hydroelectric | 12.3 | IPP Non-CHP
50758 | Pejepscot Hydroelectric Project | GEN2 | Conventional Hydroelectric | 0.4 | IPP Non-CHP
50758 | Pejepscot Hydroelectric Project | GEN3 | Conventional Hydroelectric | 0.3 | IPP Non-CHP
50758 | Pejepscot Hydroelectric Project | GEN4 | Conventional Hydroelectric | 0.5 | IPP Non-CHP
50759 | West End Dam Hydroelectric Project | GEN1 | Conventional Hydroelectric | 2.2 | IPP Non-CHP
50759 | West End Dam Hydroelectric Project | GEN2 | Conventional Hydroelectric | 2.2 | IPP Non-CHP
50762 | Ormesa IH | OE11 | Geothermal | 1.2 | IPP Non-CHP
50762 | Ormesa IH | OE12 | Geothermal | 1.2 | IPP Non-CHP
50762 | Ormesa IH | OE14 | Geothermal | 1.2 | IPP Non-CHP
50762 | Ormesa IH | OE15 | Geothermal | 1.2 | IPP Non-CHP
50762 | Ormesa IH | OE21 | Geothermal | 1.2 | IPP Non-CHP
50762 | Ormesa IH | OE22 | Geothermal | 1.2 | IPP Non-CHP
50762 | Ormesa IH | OE24 | Geothermal | 1.2 | IPP Non-CHP
50762 | Ormesa IH | OE25 | Geothermal | 1.2 | IPP Non-CHP
50763 | Steamboat 1 | OE11 | Geothermal | 1.2 | IPP Non-CHP
50763 | Steamboat 1 | OE12 | Geothermal | 1.2 | IPP Non-CHP
50763 | Steamboat 1 | OE13 | Geothermal | 1.2 | IPP Non-CHP
50763 | Steamboat 1 | OE14 | Geothermal | 1.2 | IPP Non-CHP
50763 | Steamboat 1 | OE21 | Geothermal | 1.2 | IPP Non-CHP
50763 | Steamboat 1 | OE22 | Geothermal | 1.2 | IPP Non-CHP
50763 | Steamboat 1 | OE23 | Geothermal | 1.2 | IPP Non-CHP
50765 | Stillwater Facility | 1 | Solar Photovoltaic | 22 | IPP Non-CHP
50765 | Stillwater Facility | 1-1 | Geothermal | 11.8 | IPP Non-CHP
50765 | Stillwater Facility | 1-2 | Geothermal | 11.8 | IPP Non-CHP
50765 | Stillwater Facility | 2-1 | Geothermal | 11.8 | IPP Non-CHP
50765 | Stillwater Facility | 2-2 | Geothermal | 11.8 | IPP Non-CHP
50766 | Ormesa I | ITLU1 | Geothermal | 12 | IPP Non-CHP
50766 | Ormesa I | ITLU2 | Geothermal | 12 | IPP Non-CHP
50766 | Ormesa I | OE31 | Geothermal | 1.2 | IPP Non-CHP
50766 | Ormesa I | OE32 | Geothermal | 1.2 | IPP Non-CHP
50768 | Forestport | 1 | Conventional Hydroelectric | 3.4 | IPP Non-CHP
50770 | Viking Energy of McBain | GEN1 | Wood/Wood Waste Biomass | 18 | IPP Non-CHP
50771 | Viking Energy of Northumberland | GEN1 | Wood/Wood Waste Biomass | 18 | IPP CHP
50772 | Viking Energy of Lincoln | GEN1 | Wood/Wood Waste Biomass | 18 | IPP Non-CHP
50774 | Telogia Power | GEN1 | Wood/Wood Waste Biomass | 14 | IPP Non-CHP
50776 | Panther Creek Energy Facility | GEN1 | Conventional Steam Coal | 94 | IPP Non-CHP
50799 | Parlin Power Plant | GEN1 | Natural Gas Fired Combined Cycle | 45.9 | IPP Non-CHP
50799 | Parlin Power Plant | GEN2 | Natural Gas Fired Combined Cycle | 45.9 | IPP Non-CHP
50799 | Parlin Power Plant | GEN3 | Natural Gas Fired Combined Cycle | 21.6 | IPP Non-CHP
50799 | Parlin Power Plant | GEN4 | Natural Gas Fired Combined Cycle | 21.6 | IPP Non-CHP
50803 | Seminole Mill | GEN3 | Natural Gas Steam Turbine | 30 | Industrial CHP
50804 | Port Wentworth Mill | GEN4 | Wood/Wood Waste Biomass | 47.3 | Industrial CHP
50804 | Port Wentworth Mill | GEN5 | Wood/Wood Waste Biomass | 25 | Industrial CHP
50806 | Florence Mill | GEN1 | Wood/Wood Waste Biomass | 12.5 | Industrial CHP
50806 | Florence Mill | GEN2 | Wood/Wood Waste Biomass | 16 | Industrial CHP
50806 | Florence Mill | GEN3 | Wood/Wood Waste Biomass | 79.1 | Industrial CHP
50807 | WestRock Panama City Mill | GEN3 | Wood/Wood Waste Biomass | 4 | Industrial CHP
50807 | WestRock Panama City Mill | GEN4 | Wood/Wood Waste Biomass | 10 | Industrial CHP
50807 | WestRock Panama City Mill | GEN6 | Wood/Wood Waste Biomass | 20 | Industrial CHP
50810 | Westrock Hodge (LA) | NO 7 | Natural Gas Steam Turbine | 15.6 | Industrial CHP
50810 | Westrock Hodge (LA) | NO 8 | Natural Gas Steam Turbine | 27.5 | Industrial CHP
50810 | Westrock Hodge (LA) | NO 9 | Natural Gas Steam Turbine | 23.3 | Industrial CHP
50813 | Hopewell Mill | GEN1 | Wood/Wood Waste Biomass | 47.6 | Industrial CHP
50815 | Optim Energy Altura Cogen LLC | GEN1 | Natural Gas Fired Combined Cycle | 84.9 | IPP CHP
50815 | Optim Energy Altura Cogen LLC | GEN2 | Natural Gas Fired Combined Cycle | 84.9 | IPP CHP
50815 | Optim Energy Altura Cogen LLC | GEN3 | Natural Gas Fired Combined Cycle | 84.9 | IPP CHP
50815 | Optim Energy Altura Cogen LLC | GEN4 | Natural Gas Fired Combined Cycle | 84.9 | IPP CHP
50815 | Optim Energy Altura Cogen LLC | GEN5 | Natural Gas Fired Combined Cycle | 84.9 | IPP CHP
50815 | Optim Energy Altura Cogen LLC | GEN6 | Natural Gas Fired Combined Cycle | 129.2 | IPP CHP
50815 | Optim Energy Altura Cogen LLC | GEN7 | Natural Gas Fired Combined Cycle | 89.9 | IPP CHP
50820 | East Winds Project | GEN1 | Onshore Wind Turbine | 3 | IPP Non-CHP
50821 | Mojave 16 | GEN1 | Onshore Wind Turbine | 30 | IPP Non-CHP
50822 | Mojave 17 | GEN1 | Onshore Wind Turbine | 25 | IPP Non-CHP
50823 | Mojave 18 | GEN1 | Onshore Wind Turbine | 30 | IPP Non-CHP
50827 | Twin Falls Hydro | UNI1 | Conventional Hydroelectric | 12 | IPP Non-CHP
50827 | Twin Falls Hydro | UNI2 | Conventional Hydroelectric | 12 | IPP Non-CHP
50831 | Nove Power Plant | GEN1 | Landfill Gas | 1 | IPP Non-CHP
50831 | Nove Power Plant | GEN2 | Landfill Gas | 1 | IPP Non-CHP
50831 | Nove Power Plant | GEN3 | Landfill Gas | 1 | IPP Non-CHP
50832 | Chicopee Hydroelectric Station | 1 | Conventional Hydroelectric | 1.2 | Electric Utility
50832 | Chicopee Hydroelectric Station | 2 | Conventional Hydroelectric | 1.2 | Electric Utility
50835 | TES Filer City Station | GEN1 | Conventional Steam Coal | 70 | IPP CHP
50837 | Southeast Resource Recovery | GEN1 | Municipal Solid Waste | 35.6 | IPP CHP
50846 | Gramercy Holdings LLC | GT3 | Natural Gas Fired Combustion Turbine | 16 | Industrial CHP
50846 | Gramercy Holdings LLC | GT4 | Natural Gas Fired Combustion Turbine | 24.7 | Industrial CHP
50846 | Gramercy Holdings LLC | ST1 | Natural Gas Steam Turbine | 18.7 | Industrial CHP
50846 | Gramercy Holdings LLC | ST2 | Natural Gas Steam Turbine | 18.7 | Industrial CHP
50846 | Gramercy Holdings LLC | ST3 | Natural Gas Steam Turbine | 7.2 | Industrial CHP
50849 | PE Berkeley | GEN1 | Natural Gas Fired Combined Cycle | 23 | Commercial CHP
50849 | PE Berkeley | GEN2 | Natural Gas Fired Combined Cycle | 5.5 | Commercial CHP
50850 | OLS Energy Chino | GEN1 | Natural Gas Fired Combined Cycle | 23.5 | IPP CHP
50850 | OLS Energy Chino | GEN2 | Natural Gas Fired Combined Cycle | 7.3 | IPP CHP
50851 | CSUCI Site Authority | GEN1 | Natural Gas Fired Combined Cycle | 23.5 | IPP CHP
50851 | CSUCI Site Authority | GEN2 | Natural Gas Fired Combined Cycle | 7.6 | IPP CHP
50852 | Elmwood Energy Holdings LLC | GEN1 | Natural Gas Fired Combined Cycle | 59 | IPP Non-CHP
50852 | Elmwood Energy Holdings LLC | GEN2 | Natural Gas Fired Combined Cycle | 24 | IPP Non-CHP
50858 | Hillsborough County Resource Recovery | GEN1 | Municipal Solid Waste | 29 | IPP Non-CHP
50858 | Hillsborough County Resource Recovery | GEN2 | Municipal Solid Waste | 18 | IPP Non-CHP
50859 | Lancaster County Resource Recovery | GEN1 | Municipal Solid Waste | 35.7 | IPP Non-CHP
50860 | Kent County Waste to Energy Facility | GEN1 | Municipal Solid Waste | 18 | Commercial Non-CHP
50864 | Sargent Canyon Cogeneration | K100 | Natural Gas Fired Combustion Turbine | 38.2 | IPP CHP
50865 | Salinas River Cogeneration | K100 | Natural Gas Fired Combustion Turbine | 38.9 | IPP CHP
50873 | Wheelabrator Concord Facility | GEN1 | Municipal Solid Waste | 14 | IPP Non-CHP
50875 | McKay Bay Facility | GEN1 | Municipal Solid Waste | 22.1 | IPP Non-CHP
50876 | Wheelabrator Norwalk Energy | GEN1 | Natural Gas Fired Combined Cycle | 23 | IPP CHP
50876 | Wheelabrator Norwalk Energy | GEN2 | Natural Gas Fired Combined Cycle | 7.7 | IPP CHP
50877 | Wheelabrator North Andover | GEN1 | Municipal Solid Waste | 40.3 | IPP Non-CHP
50878 | Wheelabrator Millbury Facility | GEN1 | Municipal Solid Waste | 47.6 | IPP Non-CHP
50879 | Wheelabrator Frackville Energy | GEN1 | Conventional Steam Coal | 48 | IPP CHP
50880 | Wheelabrator Saugus | GEN1 | Municipal Solid Waste | 53.7 | IPP Non-CHP
50881 | Wheelabrator Shasta | GEN1 | Wood/Wood Waste Biomass | 18.3 | IPP Non-CHP
50881 | Wheelabrator Shasta | GEN2 | Wood/Wood Waste Biomass | 18.3 | IPP Non-CHP
50881 | Wheelabrator Shasta | GEN3 | Wood/Wood Waste Biomass | 18.3 | IPP Non-CHP
50882 | Wheelabrator Westchester | GEN1 | Municipal Solid Waste | 59.7 | IPP Non-CHP
50883 | Wheelabrator Bridgeport | GEN1 | Municipal Solid Waste | 67 | IPP Non-CHP
50884 | Pinellas County Resource Recovery | GEN1 | Municipal Solid Waste | 50.5 | IPP Non-CHP
50884 | Pinellas County Resource Recovery | GEN2 | Municipal Solid Waste | 26 | IPP Non-CHP
50885 | Wheelabrator Gloucester LP | GEN1 | Municipal Solid Waste | 14 | IPP Non-CHP
50886 | Spokane Waste to Energy | GEN1 | Municipal Solid Waste | 26 | IPP Non-CHP
50887 | Wheelabrator South Broward | GEN1 | Municipal Solid Waste | 66 | IPP Non-CHP
50888 | Northampton Generating Company LP | GEN1 | Conventional Steam Coal | 134.1 | IPP CHP
50890 | Ivy River Hydro | GEN1 | Conventional Hydroelectric | 0.2 | IPP Non-CHP
50890 | Ivy River Hydro | GEN2 | Conventional Hydroelectric | 0.2 | IPP Non-CHP
50890 | Ivy River Hydro | GEN3 | Conventional Hydroelectric | 0.2 | IPP Non-CHP
50890 | Ivy River Hydro | GEN4 | Conventional Hydroelectric | 0.2 | IPP Non-CHP
50890 | Ivy River Hydro | GEN5 | Conventional Hydroelectric | 0.2 | IPP Non-CHP
50890 | Ivy River Hydro | GEN6 | Conventional Hydroelectric | 0.2 | IPP Non-CHP
50891 | El Dorado Hydro Elk Creek | GEN1 | Conventional Hydroelectric | 2.6 | IPP Non-CHP
50892 | Rock Creek LP | GEN1 | Conventional Hydroelectric | 1.5 | IPP Non-CHP
50892 | Rock Creek LP | GEN2 | Conventional Hydroelectric | 1.5 | IPP Non-CHP
50893 | Allegheny No. 5 Hydro Station | GEN1 | Conventional Hydroelectric | 4.6 | IPP Non-CHP
50893 | Allegheny No. 5 Hydro Station | GEN2 | Conventional Hydroelectric | 4.6 | IPP Non-CHP
50894 | Allegheny No 6 Hydro Station | GEN1 | Conventional Hydroelectric | 4.6 | IPP Non-CHP
50894 | Allegheny No 6 Hydro Station | GEN2 | Conventional Hydroelectric | 4.6 | IPP Non-CHP
50895 | Bypass | GEN1 | Conventional Hydroelectric | 3.3 | IPP Non-CHP
50895 | Bypass | GEN2 | Conventional Hydroelectric | 3.3 | IPP Non-CHP
50895 | Bypass | GEN3 | Conventional Hydroelectric | 3.3 | IPP Non-CHP
50896 | S E Hazelton A | GEN1 | Conventional Hydroelectric | 2.8 | IPP Non-CHP
50896 | S E Hazelton A | GEN2 | Conventional Hydroelectric | 2.8 | IPP Non-CHP
50896 | S E Hazelton A | GEN3 | Conventional Hydroelectric | 2.8 | IPP Non-CHP
50897 | Allegheny Hydro No 8 | GEN1 | Conventional Hydroelectric | 6.8 | IPP Non-CHP
50897 | Allegheny Hydro No 8 | GEN2 | Conventional Hydroelectric | 6.8 | IPP Non-CHP
50898 | Allegheny Hydro No 9 | GEN1 | Conventional Hydroelectric | 8.9 | IPP Non-CHP
50898 | Allegheny Hydro No 9 | GEN2 | Conventional Hydroelectric | 8.9 | IPP Non-CHP
50900 | Covington Facility | GEN3 | Conventional Steam Coal | 10.5 | Industrial CHP
50900 | Covington Facility | GEN4 | Wood/Wood Waste Biomass | 34 | Industrial CHP
50900 | Covington Facility | GEN5 | Conventional Steam Coal | 34 | Industrial CHP
50900 | Covington Facility | GEN7 | Wood/Wood Waste Biomass | 82.4 | Industrial CHP
50903 | Sagamore Plant Cogeneration | GEN1 | Natural Gas Steam Turbine | 7.4 | Industrial CHP
50904 | Fox Metro Water Reclamation District | RU3 | Natural Gas Internal Combustion Engine | 1.1 | IPP CHP
50904 | Fox Metro Water Reclamation District | RU4 | Natural Gas Internal Combustion Engine | 1.1 | IPP CHP
50906 | Ford Utilities Center | 3 | Natural Gas Fired Combustion Turbine | 7 | Commercial CHP
50906 | Ford Utilities Center | 4 | Natural Gas Steam Turbine | 1.1 | Commercial CHP
50906 | Ford Utilities Center | 5 | Natural Gas Fired Combustion Turbine | 6.7 | Commercial CHP
50907 | Oswego County Energy Recovery | UNT1 | Municipal Solid Waste | 1.8 | Commercial CHP
50907 | Oswego County Energy Recovery | UNT2 | Municipal Solid Waste | 1.8 | Commercial CHP
50917 | Middle Fork Irrigation District | GEN1 | Conventional Hydroelectric | 2 | IPP Non-CHP
50917 | Middle Fork Irrigation District | GEN2 | Conventional Hydroelectric | 0.5 | IPP Non-CHP
50917 | Middle Fork Irrigation District | GEN3 | Conventional Hydroelectric | 0.8 | IPP Non-CHP
50920 | Erie Coke | 1 | Other Gases | 2.5 | Industrial CHP
50921 | Co-Gen LLC | GEN1 | Wood/Wood Waste Biomass | 7.5 | IPP CHP
50931 | Yellowstone Energy LP | GEN1 | Petroleum Coke | 68 | IPP CHP
50932 | Des Moines Wastewater Reclamation Fac | 72-04 | Other Waste Biomass | 1.4 | Commercial CHP
50932 | Des Moines Wastewater Reclamation Fac | 72-05 | Other Waste Biomass | 1.4 | Commercial CHP
50933 | Rhinelander Mill | GEN5 | Natural Gas Steam Turbine | 10 | Industrial CHP
50933 | Rhinelander Mill | GEN6 | Conventional Steam Coal | 9.3 | Industrial CHP
50933 | Rhinelander Mill | HYD1 | Conventional Hydroelectric | 0.5 | Industrial CHP
50933 | Rhinelander Mill | HYD2 | Conventional Hydroelectric | 0.5 | Industrial CHP
50933 | Rhinelander Mill | HYD3 | Conventional Hydroelectric | 1 | Industrial CHP
50935 | Caterpillar | 3512 | Petroleum Liquids | 0.9 | Industrial Non-CHP
50935 | Caterpillar | 3516 | Petroleum Liquids | 1.2 | Industrial Non-CHP
50935 | Caterpillar | 516A | Petroleum Liquids | 1.8 | Industrial Non-CHP
50935 | Caterpillar | ET1 | Natural Gas Internal Combustion Engine | 2 | Industrial Non-CHP
50935 | Caterpillar | ET2 | Natural Gas Internal Combustion Engine | 2 | Industrial Non-CHP
50935 | Caterpillar | ET3 | Petroleum Liquids | 2.5 | Industrial Non-CHP
50935 | Caterpillar | ET4 | Natural Gas Internal Combustion Engine | 2.5 | Industrial Non-CHP
50935 | Caterpillar | R12 | Petroleum Liquids | 0.4 | Industrial Non-CHP
50936 | Winnebago County Landfill Gas | EG2 | Landfill Gas | 0.9 | IPP CHP
50936 | Winnebago County Landfill Gas | EG3 | Landfill Gas | 0.9 | IPP CHP
50936 | Winnebago County Landfill Gas | EG4 | Landfill Gas | 1 | IPP CHP
50936 | Winnebago County Landfill Gas | EG5 | Landfill Gas | 1.4 | IPP CHP
50937 | William Beaumont Hospital | GENA | Petroleum Liquids | 1.9 | Commercial Non-CHP
50937 | William Beaumont Hospital | GENB | Petroleum Liquids | 1.9 | Commercial Non-CHP
50938 | Galesville Project | GV1 | Conventional Hydroelectric | 0.8 | IPP Non-CHP
50938 | Galesville Project | GV2 | Conventional Hydroelectric | 0.8 | IPP Non-CHP
50942 | Lagoon Cogeneration Facility | 1 | Natural Gas Internal Combustion Engine | 1 | Commercial CHP
50942 | Lagoon Cogeneration Facility | 2 | Natural Gas Internal Combustion Engine | 1 | Commercial CHP
50942 | Lagoon Cogeneration Facility | 3 | Natural Gas Internal Combustion Engine | 1 | Commercial CHP
50949 | Hardee Power Station | GEN1 | Natural Gas Fired Combined Cycle | 95.9 | IPP Non-CHP
50949 | Hardee Power Station | GEN2 | Natural Gas Fired Combined Cycle | 95.9 | IPP Non-CHP
50949 | Hardee Power Station | GEN3 | Natural Gas Fired Combined Cycle | 95.9 | IPP Non-CHP
50949 | Hardee Power Station | GEN4 | Natural Gas Fired Combustion Turbine | 86.5 | IPP Non-CHP
50949 | Hardee Power Station | GEN5 | Natural Gas Fired Combustion Turbine | 95.9 | IPP Non-CHP
50951 | Sunnyside Cogen Associates | GEN1 | Conventional Steam Coal | 58.1 | IPP Non-CHP
50952 | Saint Francis Hospital | GEN1 | Natural Gas Internal Combustion Engine | 0.8 | Commercial CHP
50952 | Saint Francis Hospital | GEN2 | Natural Gas Internal Combustion Engine | 0.8 | Commercial CHP
50955 | Rousselot Inc | GEN1 | Natural Gas Steam Turbine | 1.5 | Industrial CHP
50955 | Rousselot Inc | GEN2 | Natural Gas Steam Turbine | 1.5 | Industrial CHP
50955 | Rousselot Inc | GEN3 | Natural Gas Steam Turbine | 3.7 | Industrial CHP
50956 | Bowater Newsprint Calhoun Operation | GEN1 | Wood/Wood Waste Biomass | 19 | Industrial CHP
50956 | Bowater Newsprint Calhoun Operation | GEN2 | Wood/Wood Waste Biomass | 19.2 | Industrial CHP
50956 | Bowater Newsprint Calhoun Operation | GEN3 | Wood/Wood Waste Biomass | 25 | Industrial CHP
50960 | Union County Resource Recovery | GEN1 | Municipal Solid Waste | 45 | Commercial Non-CHP
50961 | Slate Creek | GEN1 | Conventional Hydroelectric | 4.2 | IPP Non-CHP
50963 | Naval Hospital Medical Center | 4TG | Natural Gas Fired Combustion Turbine | 5.3 | Commercial CHP
50964 | Amedee Geothermal Venture I | IND | Geothermal | 1.5 | IPP Non-CHP
50964 | Amedee Geothermal Venture I | SYN | Geothermal | 1.5 | IPP Non-CHP
50965 | Toledo Ref Power Recovery Train | GEN1 | Petroleum Coke | 6 | Industrial CHP
50966 | Bellmeade Power Station | 1 | Natural Gas Fired Combined Cycle | 110 | Electric Utility
50966 | Bellmeade Power Station | 2 | Natural Gas Fired Combined Cycle | 110 | Electric Utility
50966 | Bellmeade Power Station | 3 | Natural Gas Fired Combined Cycle | 110 | Electric Utility
50969 | MU Combined Heat and Power Plant | DGT1 | Petroleum Liquids | 2 | Commercial CHP
50969 | MU Combined Heat and Power Plant | GEN1 | Conventional Steam Coal | 6.2 | Commercial CHP
50969 | MU Combined Heat and Power Plant | GEN2 | Conventional Steam Coal | 12.5 | Commercial CHP
50969 | MU Combined Heat and Power Plant | GEN3 | Conventional Steam Coal | 19.8 | Commercial CHP
50969 | MU Combined Heat and Power Plant | GEN4 | Conventional Steam Coal | 14.5 | Commercial CHP
50969 | MU Combined Heat and Power Plant | GEN6 | Petroleum Liquids | 0.5 | Commercial CHP
50969 | MU Combined Heat and Power Plant | GEN7 | Petroleum Liquids | 1 | Commercial CHP
50969 | MU Combined Heat and Power Plant | NTG1 | Natural Gas Fired Combustion Turbine | 17.3 | Commercial CHP
50969 | MU Combined Heat and Power Plant | NTG2 | Natural Gas Fired Combustion Turbine | 17.3 | Commercial CHP
50971 | Tropicana Products Bradent | GEN1 | Natural Gas Fired Combustion Turbine | 46.8 | Industrial CHP
50972 | Marsh Valley Development | 1 | Conventional Hydroelectric | 1.6 | IPP Non-CHP
50973 | Motiva Enterprises Port Arthur Refinery | GN31 | Natural Gas Fired Combined Cycle | 10 | Industrial CHP
50973 | Motiva Enterprises Port Arthur Refinery | GN32 | Natural Gas Fired Combined Cycle | 15.6 | Industrial CHP
50973 | Motiva Enterprises Port Arthur Refinery | GN33 | Natural Gas Fired Combined Cycle | 25.5 | Industrial CHP
50973 | Motiva Enterprises Port Arthur Refinery | GN34 | Natural Gas Fired Combustion Turbine | 18.8 | Industrial CHP
50973 | Motiva Enterprises Port Arthur Refinery | GN35 | Natural Gas Fired Combined Cycle | 40.5 | Industrial CHP
50973 | Motiva Enterprises Port Arthur Refinery | GN41 | Natural Gas Fired Combined Cycle | 41.6 | Industrial CHP
50973 | Motiva Enterprises Port Arthur Refinery | GN42 | Natural Gas Fired Combined Cycle | 41.6 | Industrial CHP
50973 | Motiva Enterprises Port Arthur Refinery | GN43 | Natural Gas Fired Combined Cycle | 41.6 | Industrial CHP
50973 | Motiva Enterprises Port Arthur Refinery | GN44 | Natural Gas Fired Combined Cycle | 41.6 | Industrial CHP
50974 | Scrubgrass Generating Company LP | GEN1 | Conventional Steam Coal | 94.7 | IPP Non-CHP
50976 | Indiantown Cogeneration LP | GEN1 | Conventional Steam Coal | 395.4 | IPP CHP
50978 | Carr Street Generating Station | GEN1 | Natural Gas Fired Combined Cycle | 48.8 | IPP Non-CHP
50978 | Carr Street Generating Station | GEN2 | Natural Gas Fired Combined Cycle | 48.8 | IPP Non-CHP
50978 | Carr Street Generating Station | GEN3 | Natural Gas Fired Combined Cycle | 25 | IPP Non-CHP
50980 | Siphon Power Project | GEN1 | Conventional Hydroelectric | 2.7 | IPP Non-CHP
50980 | Siphon Power Project | GEN2 | Conventional Hydroelectric | 2.7 | IPP Non-CHP
50985 | Solano County Cogen Plant | 3163 | Natural Gas Internal Combustion Engine | 1 | Commercial CHP
50985 | Solano County Cogen Plant | 3164 | Natural Gas Internal Combustion Engine | 0.4 | Commercial CHP
50985 | Solano County Cogen Plant | 3165 | Natural Gas Internal Combustion Engine | 1.4 | Commercial CHP
50987 | Rock Creek I | GEN1 | Conventional Hydroelectric | 2.1 | IPP Non-CHP
50989 | Ingersoll Milling Machine | 0071 | Natural Gas Fired Combustion Turbine | 0.6 | Industrial CHP
50989 | Ingersoll Milling Machine | 0072 | Natural Gas Fired Combustion Turbine | 0.6 | Industrial CHP
50989 | Ingersoll Milling Machine | 0073 | Natural Gas Fired Combustion Turbine | 0.6 | Industrial CHP
50989 | Ingersoll Milling Machine | 0074 | Natural Gas Fired Combustion Turbine | 0.6 | Industrial CHP
50989 | Ingersoll Milling Machine | 0075 | Natural Gas Fired Combustion Turbine | 0.6 | Industrial CHP
50989 | Ingersoll Milling Machine | 0076 | Natural Gas Fired Combustion Turbine | 0.8 | Industrial CHP
50989 | Ingersoll Milling Machine | 0077 | Natural Gas Fired Combustion Turbine | 0.8 | Industrial CHP
50990 | Marathon Electric | P1-1 | Petroleum Liquids | 0.4 | Industrial Non-CHP
50990 | Marathon Electric | P1-2 | Petroleum Liquids | 0.4 | Industrial Non-CHP
50990 | Marathon Electric | P2-3 | Petroleum Liquids | 0.9 | Industrial Non-CHP
50990 | Marathon Electric | P2-4 | Petroleum Liquids | 0.9 | Industrial Non-CHP
50993 | Co-Gen II LLC | GEN1 | Wood/Wood Waste Biomass | 7.5 | IPP CHP
50997 | Gallup Refinery | GEN1 | Natural Gas Fired Combustion Turbine | 3 | Industrial CHP
50997 | Gallup Refinery | GEN2 | Natural Gas Fired Combustion Turbine | 3 | Industrial CHP
50999 | Aziscohos Hydroelectric Project | GEN1 | Conventional Hydroelectric | 6.7 | IPP Non-CHP
51008 | Enterprise Sugar Factory | 1000 | Other Waste Biomass | 1 | Industrial CHP
51008 | Enterprise Sugar Factory | 2000 | Other Waste Biomass | 2 | Industrial CHP
51026 | Ryegate Power Station | GEN1 | Wood/Wood Waste Biomass | 21.5 | IPP Non-CHP
51030 | Ocean State Power | GEN1 | Natural Gas Fired Combined Cycle | 82.8 | IPP Non-CHP
51030 | Ocean State Power | GEN2 | Natural Gas Fired Combined Cycle | 82.8 | IPP Non-CHP
51030 | Ocean State Power | GEN3 | Natural Gas Fired Combined Cycle | 88.6 | IPP Non-CHP
51033 | West Delaware Tunnel Plant | GEN1 | Conventional Hydroelectric | 7.5 | IPP Non-CHP
51034 | Little Falls Hydro | GEN1 | Conventional Hydroelectric | 6.5 | IPP Non-CHP
51034 | Little Falls Hydro | GEN2 | Conventional Hydroelectric | 6.5 | IPP Non-CHP
51035 | Hofstra University | GEN1 | Natural Gas Internal Combustion Engine | 1.1 | Commercial CHP
51035 | Hofstra University | GEN2 | Natural Gas Internal Combustion Engine | 1.1 | Commercial CHP
51038 | MacArthur Waste to Energy Facility | GEN1 | Municipal Solid Waste | 12.5 | Commercial Non-CHP
52006 | LaO Energy Systems | GEN1 | Natural Gas Fired Combined Cycle | 57 | Industrial CHP
52006 | LaO Energy Systems | GEN2 | Natural Gas Fired Combined Cycle | 88 | Industrial CHP
52006 | LaO Energy Systems | GEN3 | Natural Gas Fired Combined Cycle | 90 | Industrial CHP
52006 | LaO Energy Systems | GEN4 | Natural Gas Fired Combined Cycle | 76.5 | Industrial CHP
52006 | LaO Energy Systems | GEN5 | Natural Gas Fired Combined Cycle | 76.5 | Industrial CHP
52006 | LaO Energy Systems | GEN6 | Natural Gas Fired Combined Cycle | 76.5 | Industrial CHP
52007 | Mecklenburg Power Station | GEN1 | Conventional Steam Coal | 69.9 | Electric Utility
52007 | Mecklenburg Power Station | GEN2 | Conventional Steam Coal | 69.9 | Electric Utility
52010 | Lee County Solid Waste Energy | GEN1 | Municipal Solid Waste | 39 | IPP Non-CHP
52010 | Lee County Solid Waste Energy | GEN2 | Municipal Solid Waste | 20 | IPP Non-CHP
52015 | Terra-Gen Dixie Valley | GEN1 | Geothermal | 60.5 | IPP Non-CHP
52019 | Doswell Energy Center | GEN1 | Natural Gas Fired Combined Cycle | 122 | IPP Non-CHP
52019 | Doswell Energy Center | GEN2 | Natural Gas Fired Combined Cycle | 122 | IPP Non-CHP
52019 | Doswell Energy Center | GEN3 | Natural Gas Fired Combined Cycle | 132 | IPP Non-CHP
52019 | Doswell Energy Center | GEN4 | Natural Gas Fired Combined Cycle | 122 | IPP Non-CHP
52019 | Doswell Energy Center | GEN5 | Natural Gas Fired Combined Cycle | 122 | IPP Non-CHP
52019 | Doswell Energy Center | GEN6 | Natural Gas Fired Combined Cycle | 132 | IPP Non-CHP
52019 | Doswell Energy Center | GEN7 | Natural Gas Fired Combustion Turbine | 187 | IPP Non-CHP
52021 | ITT Cogen Facility | GEN1 | Natural Gas Fired Combustion Turbine | 3.7 | Commercial CHP
52021 | ITT Cogen Facility | GEN2 | Natural Gas Fired Combustion Turbine | 3.7 | Commercial CHP
52024 | Rhode Island Hospital | GEN2 | Natural Gas Steam Turbine | 1.7 | Commercial CHP
52024 | Rhode Island Hospital | GEN4 | Natural Gas Steam Turbine | 1.7 | Commercial CHP
52024 | Rhode Island Hospital | NEW1 | Natural Gas Steam Turbine | 3.5 | Commercial CHP
52024 | Rhode Island Hospital | NEW3 | Natural Gas Steam Turbine | 3.5 | Commercial CHP
52026 | Dartmouth Power Associates LP | GEN1 | Natural Gas Fired Combined Cycle | 45 | IPP Non-CHP
52026 | Dartmouth Power Associates LP | GEN2 | Natural Gas Fired Combined Cycle | 32 | IPP Non-CHP
52026 | Dartmouth Power Associates LP | GEN3 | Natural Gas Fired Combustion Turbine | 24.7 | IPP Non-CHP
52028 | Puna Geothermal Venture I | OEC11 | Geothermal | 3.5 | IPP Non-CHP
52028 | Puna Geothermal Venture I | OEC12 | Geothermal | 3.5 | IPP Non-CHP
52028 | Puna Geothermal Venture I | OEC13 | Geothermal | 3.5 | IPP Non-CHP
52028 | Puna Geothermal Venture I | OEC14 | Geothermal | 3.5 | IPP Non-CHP
52028 | Puna Geothermal Venture I | OEC15 | Geothermal | 3.5 | IPP Non-CHP
52028 | Puna Geothermal Venture I | OEC21 | Geothermal | 3.5 | IPP Non-CHP
52028 | Puna Geothermal Venture I | OEC22 | Geothermal | 3.5 | IPP Non-CHP
52028 | Puna Geothermal Venture I | OEC23 | Geothermal | 3.5 | IPP Non-CHP
52028 | Puna Geothermal Venture I | OEC24 | Geothermal | 3.5 | IPP Non-CHP
52028 | Puna Geothermal Venture I | OEC25 | Geothermal | 3.5 | IPP Non-CHP
52028 | Puna Geothermal Venture I | OEC31 | Geothermal | 8 | IPP Non-CHP
52028 | Puna Geothermal Venture I | OEC32 | Geothermal | 8 | IPP Non-CHP
52031 | Alliance Refinery | GEN1 | Other Gases | 6 | Industrial Non-CHP
52031 | Alliance Refinery | GEN2 | Other Gases | 19 | Industrial Non-CHP
52033 | Moretown Generating Station | 1 | Conventional Hydroelectric | 1.2 | IPP Non-CHP
52034 | Bunge Oil | 1 | Natural Gas Fired Combustion Turbine | 3.5 | Industrial CHP
52036 | Yough Hydro Power | GEN1 | Conventional Hydroelectric | 6.1 | IPP Non-CHP
52036 | Yough Hydro Power | GEN2 | Conventional Hydroelectric | 6.1 | IPP Non-CHP
52039 | Quail Creek Hydro Plant #1 | 1 | Conventional Hydroelectric | 2.3 | IPP Non-CHP
52048 | Vanderbilt University Power Plant | GT2 | Natural Gas Fired Combustion Turbine | 5.2 | Commercial CHP
52048 | Vanderbilt University Power Plant | GT3 | Natural Gas Fired Combustion Turbine | 7.2 | Commercial CHP
52049 | Clifton Dam 3 Power Station | 1H | Conventional Hydroelectric | 0.7 | IPP Non-CHP
52049 | Clifton Dam 3 Power Station | 2V | Conventional Hydroelectric | 0.5 | IPP Non-CHP
52051 | I 95 Municipal Landfill Phase I | UNT1 | Landfill Gas | 0.8 | IPP Non-CHP
52051 | I 95 Municipal Landfill Phase I | UNT2 | Landfill Gas | 0.8 | IPP Non-CHP
52051 | I 95 Municipal Landfill Phase I | UNT3 | Landfill Gas | 0.8 | IPP Non-CHP
52051 | I 95 Municipal Landfill Phase I | UNT4 | Landfill Gas | 0.8 | IPP Non-CHP
52054 | Rapidan Hydro Facility | GEN1 | Conventional Hydroelectric | 3.4 | IPP Non-CHP
52054 | Rapidan Hydro Facility | GEN2 | Conventional Hydroelectric | 3.4 | IPP Non-CHP
52056 | Nassau Energy Corp | GT1 | Natural Gas Fired Combined Cycle | 43 | IPP CHP
52056 | Nassau Energy Corp | ST1 | Natural Gas Fired Combined Cycle | 12 | IPP CHP
52057 | Herkimer | 01 | Conventional Hydroelectric | 0.4 | IPP Non-CHP
52057 | Herkimer | 02 | Conventional Hydroelectric | 0.4 | IPP Non-CHP
52057 | Herkimer | 03 | Conventional Hydroelectric | 0.4 | IPP Non-CHP
52057 | Herkimer | 04 | Conventional Hydroelectric | 0.4 | IPP Non-CHP
52058 | Ogdensburg | 01 | Conventional Hydroelectric | 0.7 | IPP Non-CHP
52058 | Ogdensburg | 02 | Conventional Hydroelectric | 0.7 | IPP Non-CHP
52058 | Ogdensburg | 03 | Conventional Hydroelectric | 0.7 | IPP Non-CHP
52058 | Ogdensburg | 04 | Conventional Hydroelectric | 0.7 | IPP Non-CHP
52058 | Ogdensburg | 05 | Conventional Hydroelectric | 0.7 | IPP Non-CHP
52061 | Hartford Hospital Cogeneration | GEN2 | Natural Gas Fired Combined Cycle | 4.2 | Commercial CHP
52061 | Hartford Hospital Cogeneration | GEN3 | Natural Gas Fired Combined Cycle | 6.2 | Commercial CHP
52061 | Hartford Hospital Cogeneration | GEN4 | Other Natural Gas | 1.4 | Commercial CHP
52063 | Martinez Sulfuric Acid Regeneration Plt | GEN1 | All Other | 4 | Industrial CHP
52064 | Dominguez Plant | GEN1 | All Other | 5 | Industrial CHP
52065 | Houston Plant | GEN1 | All Other | 6 | Industrial CHP
52065 | Houston Plant | GEN2 | All Other | 1.5 | Industrial CHP
52068 | Great Falls Hydro Project | GEN1 | Conventional Hydroelectric | 4.1 | IPP Non-CHP
52068 | Great Falls Hydro Project | GEN2 | Conventional Hydroelectric | 4.1 | IPP Non-CHP
52068 | Great Falls Hydro Project | GEN3 | Conventional Hydroelectric | 4.1 | IPP Non-CHP
52069 | Point Comfort Operations | GEN1 | Natural Gas Steam Turbine | 16 | Industrial CHP
52069 | Point Comfort Operations | GEN2 | Natural Gas Steam Turbine | 16 | Industrial CHP
52069 | Point Comfort Operations | GEN3 | Natural Gas Steam Turbine | 16 | Industrial CHP
52069 | Point Comfort Operations | GEN4 | Natural Gas Steam Turbine | 15.1 | Industrial CHP
52071 | Sandow No 5 | 5 | Conventional Steam Coal | 661.5 | IPP Non-CHP
52072 | Radford Army Ammunition Plant | GEN1 | Conventional Steam Coal | 6 | Industrial CHP
52072 | Radford Army Ammunition Plant | GEN2 | Conventional Steam Coal | 6 | Industrial CHP
52072 | Radford Army Ammunition Plant | GEN3 | Conventional Steam Coal | 6 | Industrial CHP
52072 | Radford Army Ammunition Plant | GEN4 | Conventional Steam Coal | 6 | Industrial CHP
52073 | UCLA So Campus Cogen Project | GEN1 | Natural Gas Fired Combined Cycle | 14.5 | Commercial CHP
52073 | UCLA So Campus Cogen Project | GEN2 | Natural Gas Fired Combined Cycle | 14.5 | Commercial CHP
52073 | UCLA So Campus Cogen Project | GEN3 | Natural Gas Fired Combined Cycle | 14 | Commercial CHP
52076 | McKittrick Cogen | UNIT1 | Natural Gas Fired Combustion Turbine | 6 | Industrial CHP
52076 | McKittrick Cogen | UNIT2 | Natural Gas Fired Combustion Turbine | 6 | Industrial CHP
52077 | Lost Hills Cogeneration Plant | GEN4 | Natural Gas Fired Combustion Turbine | 3.5 | Industrial CHP
52077 | Lost Hills Cogeneration Plant | GEN5 | Natural Gas Fired Combustion Turbine | 3.5 | Industrial CHP
52077 | Lost Hills Cogeneration Plant | GEN6 | Natural Gas Fired Combustion Turbine | 3.5 | Industrial CHP
52078 | North Midway Cogen | GEN7 | Natural Gas Fired Combustion Turbine | 3.5 | Industrial CHP
52078 | North Midway Cogen | GEN8 | Natural Gas Fired Combustion Turbine | 3.5 | Industrial CHP
52078 | North Midway Cogen | GEN9 | Natural Gas Fired Combustion Turbine | 3.5 | Industrial CHP
52081 | Cymric 31X Cogen | TG1 | Natural Gas Fired Combustion Turbine | 3.4 | Industrial CHP
52081 | Cymric 31X Cogen | TG2 | Natural Gas Fired Combustion Turbine | 3.4 | Industrial CHP
52082 | Cymric 6Z Cogen | TG1 | Natural Gas Fired Combustion Turbine | 3.4 | Industrial CHP
52082 | Cymric 6Z Cogen | TG2 | Natural Gas Fired Combustion Turbine | 3.4 | Industrial CHP
52083 | Coalinga 6C Cogen | TG1 | Natural Gas Fired Combustion Turbine | 3.4 | Industrial CHP
52083 | Coalinga 6C Cogen | TG2 | Natural Gas Fired Combustion Turbine | 3.4 | Industrial CHP
52085 | Taft 26C Cogen | TG1 | Natural Gas Fired Combustion Turbine | 3.1 | Industrial CHP
52085 | Taft 26C Cogen | TG2 | Natural Gas Fired Combustion Turbine | 3.1 | Industrial CHP
52085 | Taft 26C Cogen | TG3 | Natural Gas Fired Combustion Turbine | 3.1 | Industrial CHP
52085 | Taft 26C Cogen | TG4 | Natural Gas Fired Combustion Turbine | 3.1 | Industrial CHP
52086 | Coalinga 25D Cogen | TG1 | Natural Gas Fired Combustion Turbine | 3.4 | Industrial CHP
52086 | Coalinga 25D Cogen | TG2 | Natural Gas Fired Combustion Turbine | 3.4 | Industrial CHP
52086 | Coalinga 25D Cogen | TG3 | Natural Gas Fired Combustion Turbine | 3.4 | Industrial CHP
52086 | Coalinga 25D Cogen | TG4 | Natural Gas Fired Combustion Turbine | 3.4 | Industrial CHP
52087 | Elizabeth River Power Station | GEN1 | Natural Gas Fired Combustion Turbine | 129.6 | Electric Utility
52087 | Elizabeth River Power Station | GEN2 | Natural Gas Fired Combustion Turbine | 129.6 | Electric Utility
52087 | Elizabeth River Power Station | GEN3 | Natural Gas Fired Combustion Turbine | 129.6 | Electric Utility
52088 | Texas City Power Plant | GEN1 | Natural Gas Fired Combined Cycle | 141 | IPP CHP
52088 | Texas City Power Plant | GEN2 | Natural Gas Fired Combined Cycle | 103 | IPP CHP
52088 | Texas City Power Plant | GEN3 | Natural Gas Fired Combined Cycle | 103 | IPP CHP
52088 | Texas City Power Plant | GEN4 | Natural Gas Fired Combined Cycle | 103 | IPP CHP
52089 | Celanese Acetate LLC | GEN1 | Natural Gas Steam Turbine | 6 | Industrial CHP
52089 | Celanese Acetate LLC | GEN2 | Natural Gas Steam Turbine | 6 | Industrial CHP
52089 | Celanese Acetate LLC | GEN3 | Natural Gas Steam Turbine | 6 | Industrial CHP
52089 | Celanese Acetate LLC | GEN4 | Natural Gas Steam Turbine | 9.2 | Industrial CHP
52096 | Berry Placerita Cogen | GEN1 | Natural Gas Fired Combustion Turbine | 21.4 | Industrial CHP
52096 | Berry Placerita Cogen | GEN2 | Natural Gas Fired Combustion Turbine | 21.4 | Industrial CHP
52099 | Plant No 2 Orange County | GEN1 | Other Waste Biomass | 3 | Commercial CHP
52099 | Plant No 2 Orange County | GEN2 | Other Waste Biomass | 3 | Commercial CHP
52099 | Plant No 2 Orange County | GEN3 | Other Waste Biomass | 3 | Commercial CHP
52099 | Plant No 2 Orange County | GEN4 | Other Waste Biomass | 3 | Commercial CHP
52099 | Plant No 2 Orange County | GEN5 | Other Waste Biomass | 3 | Commercial CHP
52099 | Plant No 2 Orange County | GEN6 | Other Waste Biomass | 1 | Commercial CHP
52104 | Cymric 36W Cogen | GEN1 | Natural Gas Fired Combustion Turbine | 3.1 | Industrial CHP
52104 | Cymric 36W Cogen | GEN2 | Natural Gas Fired Combustion Turbine | 3.1 | Industrial CHP
52104 | Cymric 36W Cogen | GEN3 | Natural Gas Fired Combustion Turbine | 3.1 | Industrial CHP
52104 | Cymric 36W Cogen | GEN4 | Natural Gas Fired Combustion Turbine | 3.1 | Industrial CHP
52106 | Philadelphia Refinery | GEN1 | Other Gases | 10 | Industrial CHP
52106 | Philadelphia Refinery | GEN2 | Other Gases | 10 | Industrial CHP
52106 | Philadelphia Refinery | GEN3 | Other Gases | 10 | Industrial CHP
52107 | Kern River Eastridge Cogen | 101A | Natural Gas Fired Combustion Turbine | 24.4 | Industrial CHP
52107 | Kern River Eastridge Cogen | 101B | Natural Gas Fired Combustion Turbine | 24.4 | Industrial CHP
52109 | Richmond Cogen | GEN1 | Natural Gas Fired Combined Cycle | 62.6 | Industrial CHP
52109 | Richmond Cogen | GEN2 | Natural Gas Fired Combined Cycle | 62.6 | Industrial CHP
52109 | Richmond Cogen | GEN5 | Other Gases | 30.4 | Industrial CHP
52115 | Ingredion Stockton | GEN1 | Natural Gas Fired Combustion Turbine | 2.8 | Industrial CHP
52118 | Multitrade of Pittsylvania LP | GEN1 | Wood/Wood Waste Biomass | 45 | Electric Utility
52118 | Multitrade of Pittsylvania LP | GEN2 | Wood/Wood Waste Biomass | 45 | Electric Utility
52120 | Freeport Energy | G-37 | Natural Gas Fired Combustion Turbine | 75 | Industrial CHP
52120 | Freeport Energy | G-61 | Natural Gas Fired Combined Cycle | 94.5 | Industrial CHP
52120 | Freeport Energy | G-63 | Natural Gas Fired Combined Cycle | 94.5 | Industrial CHP
52120 | Freeport Energy | G-64 | Natural Gas Fired Combined Cycle | 64.8 | Industrial CHP
52120 | Freeport Energy | G-65 | Natural Gas Fired Combined Cycle | 111.3 | Industrial CHP
52120 | Freeport Energy | G-66 | Natural Gas Fired Combined Cycle | 119 | Industrial CHP
52120 | Freeport Energy | G-67 | Natural Gas Fired Combined Cycle | 119 | Industrial CHP
52122 | Wasson CO2 Removal Plant | GEN1 | Natural Gas Fired Combustion Turbine | 23.4 | Industrial CHP
52127 | Elk Basin Gasoline Plant | GEN1 | Other Gases | 1 | Industrial CHP
52127 | Elk Basin Gasoline Plant | GEN2 | Other Gases | 1 | Industrial CHP
52130 | Whiting Refinery | 31TG | Other Gases | 12.5 | Industrial CHP
52130 | Whiting Refinery | 32TG | Other Gases | 12.5 | Industrial CHP
52130 | Whiting Refinery | 33TG | Other Gases | 18.8 | Industrial CHP
52130 | Whiting Refinery | 34TG | Other Gases | 10 | Industrial CHP
52130 | Whiting Refinery | 35TG | Other Gases | 30 | Industrial CHP
52132 | Power Station 4 | GEN1 | Natural Gas Fired Combined Cycle | 78.2 | Industrial CHP
52132 | Power Station 4 | GEN2 | Natural Gas Fired Combined Cycle | 78.2 | Industrial CHP
52132 | Power Station 4 | GEN3 | Natural Gas Fired Combined Cycle | 34.7 | Industrial CHP
52133 | Tesoro Mandan Cogeneration Plant | GEN1 | Other Gases | 2.5 | Industrial CHP
52133 | Tesoro Mandan Cogeneration Plant | GEN2 | Other Gases | 2.5 | Industrial CHP
52133 | Tesoro Mandan Cogeneration Plant | GEN3 | Other Gases | 2.5 | Industrial CHP
52138 | Steamboat 1A Power Plant | DE31 | Geothermal | 1.2 | IPP Non-CHP
52138 | Steamboat 1A Power Plant | DE32 | Geothermal | 1.2 | IPP Non-CHP
52140 | International Paper Prattville Mill | GEN1 | Wood/Wood Waste Biomass | 40.5 | Industrial CHP
52140 | International Paper Prattville Mill | GEN2 | Wood/Wood Waste Biomass | 49.3 | Industrial CHP
52142 | Mojave 4 | GEN1 | Onshore Wind Turbine | 29 | IPP Non-CHP
52143 | Mojave 3 | GEN1 | Onshore Wind Turbine | 23.5 | IPP Non-CHP
52144 | Mojave 5 | GEN1 | Onshore Wind Turbine | 22.5 | IPP Non-CHP
52147 | C P Kelco San Diego Plant | GEN1 | Natural Gas Fired Combustion Turbine | 8 | Industrial CHP
52147 | C P Kelco San Diego Plant | GEN2 | Natural Gas Fired Combustion Turbine | 10 | Industrial CHP
52147 | C P Kelco San Diego Plant | GEN3 | Natural Gas Fired Combustion Turbine | 10 | Industrial CHP
52148 | Elkton | GEN1 | Natural Gas Steam Turbine | 7.2 | Industrial CHP
52148 | Elkton | GEN2 | Petroleum Liquids | 0.9 | Industrial CHP
52148 | Elkton | GEN3 | Natural Gas Internal Combustion Engine | 1 | Industrial CHP
52148 | Elkton | GEN4 | Natural Gas Internal Combustion Engine | 0.3 | Industrial CHP
52148 | Elkton | GEN5 | Natural Gas Steam Turbine | 0.4 | Industrial CHP
52149 | West Point (PA) | COG3 | Natural Gas Fired Combustion Turbine | 38.4 | Industrial CHP
52149 | West Point (PA) | GEN14 | Natural Gas Internal Combustion Engine | 1.5 | Industrial CHP
52149 | West Point (PA) | GEN2 | Natural Gas Fired Combustion Turbine | 32.3 | Industrial CHP
52149 | West Point (PA) | GEN3 | Petroleum Liquids | 2.5 | Industrial CHP
52149 | West Point (PA) | GEN4 | Natural Gas Internal Combustion Engine | 1.7 | Industrial CHP
52149 | West Point (PA) | GEN5 | Petroleum Liquids | 1.2 | Industrial CHP
52149 | West Point (PA) | GEN6 | Petroleum Liquids | 1.2 | Industrial CHP
52149 | West Point (PA) | GEN7 | Natural Gas Internal Combustion Engine | 0.7 | Industrial CHP
52149 | West Point (PA) | GEN8 | Natural Gas Internal Combustion Engine | 1 | Industrial CHP
52149 | West Point (PA) | GEN9 | Natural Gas Internal Combustion Engine | 1.3 | Industrial CHP
52149 | West Point (PA) | GN10 | Natural Gas Internal Combustion Engine | 1.3 | Industrial CHP
52149 | West Point (PA) | GN11 | Petroleum Liquids | 1 | Industrial CHP
52149 | West Point (PA) | GN12 | Petroleum Liquids | 2 | Industrial CHP
52149 | West Point (PA) | GN13 | Petroleum Liquids | 2 | Industrial CHP
52151 | International Paper Eastover Facility | GEN1 | Wood/Wood Waste Biomass | 48.4 | Industrial CHP
52151 | International Paper Eastover Facility | GEN2 | Wood/Wood Waste Biomass | 61.2 | Industrial CHP
52152 | International Paper Franklin Mill | GE10 | Natural Gas Fired Combustion Turbine | 46.4 | Industrial CHP
52152 | International Paper Franklin Mill | GEN9 | Wood/Wood Waste Biomass | 36.1 | Industrial CHP
52155 | Lacomb Irrigation District | GEN1 | Conventional Hydroelectric | 1 | IPP Non-CHP
52158 | Aidlin Geothermal Power Plant | GEN1 | Geothermal | 12.5 | IPP Non-CHP
52158 | Aidlin Geothermal Power Plant | GEN2 | Geothermal | 12.5 | IPP Non-CHP
52160 | Victory Garden Phase IV LLC | WGNS | Onshore Wind Turbine | 22 | IPP Non-CHP
52161 | Terra-Gen 251 Wind LLC | WGNS | Onshore Wind Turbine | 18.4 | IPP Non-CHP
52162 | 85 A | WGNS | Onshore Wind Turbine | 14.1 | IPP Non-CHP
52163 | 85 B | WTGN | Onshore Wind Turbine | 21.2 | IPP Non-CHP
52165 | Helzel & Schwarzhoff 88 Wind Farm | WGNS | Onshore Wind Turbine | 1.8 | IPP Non-CHP
52166 | Collins Facility | 1 | Conventional Hydroelectric | 0.6 | IPP Non-CHP
52166 | Collins Facility | 2 | Conventional Hydroelectric | 0.6 | IPP Non-CHP
52168 | Riverbay | GEN2 | Natural Gas Steam Turbine | 16 | Commercial CHP
52168 | Riverbay | GEN3 | Natural Gas Fired Combustion Turbine | 12.9 | Commercial CHP
52168 | Riverbay | GEN4 | Natural Gas Fired Combustion Turbine | 12.9 | Commercial CHP
52168 | Riverbay | U0007 | Petroleum Liquids | 1.7 | Commercial CHP
52169 | Midway Sunset Cogen | A | Natural Gas Fired Combustion Turbine | 78 | IPP CHP
52169 | Midway Sunset Cogen | B | Natural Gas Fired Combustion Turbine | 78 | IPP CHP
52169 | Midway Sunset Cogen | C | Natural Gas Fired Combustion Turbine | 78 | IPP CHP
52171 | Upper Barker | GEN1 | Conventional Hydroelectric | 1 | IPP Non-CHP
52173 | Conemaugh Hydro Plant | GEN1 | Conventional Hydroelectric | 7.5 | IPP Non-CHP
52173 | Conemaugh Hydro Plant | GEN2 | Conventional Hydroelectric | 7.5 | IPP Non-CHP
52174 | Soda Lake Geothermal No I II | OE11 | Geothermal | 1.2 | IPP Non-CHP
52174 | Soda Lake Geothermal No I II | OE12 | Geothermal | 1.2 | IPP Non-CHP
52174 | Soda Lake Geothermal No I II | OE13 | Geothermal | 1.2 | IPP Non-CHP
52174 | Soda Lake Geothermal No I II | OE21 | Geothermal | 1.5 | IPP Non-CHP
52174 | Soda Lake Geothermal No I II | OEC1 | Geothermal | 3.5 | IPP Non-CHP
52174 | Soda Lake Geothermal No I II | OEC2 | Geothermal | 3.5 | IPP Non-CHP
52174 | Soda Lake Geothermal No I II | OEC3 | Geothermal | 3.5 | IPP Non-CHP
52174 | Soda Lake Geothermal No I II | OEC4 | Geothermal | 3.5 | IPP Non-CHP
52174 | Soda Lake Geothermal No I II | OEC5 | Geothermal | 3.5 | IPP Non-CHP
52174 | Soda Lake Geothermal No I II | OEC6 | Geothermal | 3.5 | IPP Non-CHP
52175 | CITGO Refinery Powerhouse | GEN1 | Natural Gas Steam Turbine | 25 | Industrial CHP
52175 | CITGO Refinery Powerhouse | GEN2 | Natural Gas Steam Turbine | 25 | Industrial CHP
52175 | CITGO Refinery Powerhouse | GEN3 | Natural Gas Steam Turbine | 25 | Industrial CHP
52176 | C R Wing Cogen Plant | GEN1 | Natural Gas Fired Combined Cycle | 77.5 | IPP CHP
52176 | C R Wing Cogen Plant | GEN2 | Natural Gas Fired Combined Cycle | 77.5 | IPP CHP
52176 | C R Wing Cogen Plant | GEN3 | Natural Gas Fired Combined Cycle | 75 | IPP CHP
52184 | Tesoro Kenai Cogeneration Plant | GEN1 | Natural Gas Fired Combustion Turbine | 4.3 | Industrial CHP
52184 | Tesoro Kenai Cogeneration Plant | GEN2 | Natural Gas Fired Combustion Turbine | 4.3 | Industrial CHP
52186 | Yuba City Cogen Partners | GEN1 | Natural Gas Fired Combustion Turbine | 49 | IPP CHP
52187 | Falls Creek | GE-1 | Conventional Hydroelectric | 4.1 | IPP Non-CHP
52193 | Delaware City Plant | CT1 | Natural Gas Fired Combustion Turbine | 92 | Industrial CHP
52193 | Delaware City Plant | CT2 | Natural Gas Fired Combustion Turbine | 92 | Industrial CHP
52193 | Delaware City Plant | G1 | Other Gases | 27.5 | Industrial CHP
52193 | Delaware City Plant | G2 | Other Gases | 27.5 | Industrial CHP
52193 | Delaware City Plant | G3 | Other Gases | 75 | Industrial CHP
52193 | Delaware City Plant | G4 | Other Gases | 10 | Industrial CHP
52204 | Otay Landfill Gas, LLC | OTA1 | Landfill Gas | 1.8 | IPP Non-CHP
52204 | Otay Landfill Gas, LLC | OTA2 | Landfill Gas | 1.8 | IPP Non-CHP
52204 | Otay Landfill Gas, LLC | OTA3 | Landfill Gas | 3.7 | IPP Non-CHP
52204 | Otay Landfill Gas, LLC | OTA5 | Landfill Gas | 1.6 | IPP Non-CHP
52204 | Otay Landfill Gas, LLC | OTA6 | Landfill Gas | 1.6 | IPP Non-CHP
54004 | WestRock Southeast, LLC. | GEN1 | All Other | 45 | Industrial CHP
54004 | WestRock Southeast, LLC. | GEN2 | Natural Gas Fired Combustion Turbine | 37.1 | Industrial CHP
54006 | Broadwater Power Project | GEN1 | Conventional Hydroelectric | 9.7 | IPP Non-CHP
54015 | MM West Covina | GEN2 | Landfill Gas | 6.8 | IPP Non-CHP
54015 | MM West Covina | GEN3 | Landfill Gas | 4.9 | IPP Non-CHP
54017 | San Gabriel Hydro Project | U1 | Conventional Hydroelectric | 3.9 | IPP Non-CHP
54017 | San Gabriel Hydro Project | U2 | Conventional Hydroelectric | 1.1 | IPP Non-CHP
54034 | Rensselaer Cogen | GEN1 | Natural Gas Fired Combined Cycle | 49.2 | IPP Non-CHP
54034 | Rensselaer Cogen | GEN2 | Natural Gas Fired Combined Cycle | 39 | IPP Non-CHP
54035 | Roanoke Valley Energy Facility I | GEN1 | Conventional Steam Coal | 182.3 | IPP CHP
54038 | Geo East Mesa II | GEN1 | Geothermal | 21.6 | IPP Non-CHP
54041 | Lockport Energy Associates LP | GEN1 | Natural Gas Fired Combined Cycle | 48.7 | IPP CHP
54041 | Lockport Energy Associates LP | GEN2 | Natural Gas Fired Combined Cycle | 48.7 | IPP CHP
54041 | Lockport Energy Associates LP | GEN3 | Natural Gas Fired Combined Cycle | 48.7 | IPP CHP
54041 | Lockport Energy Associates LP | GEN4 | Natural Gas Fired Combined Cycle | 75.2 | IPP CHP
54044 | University of Illinois Cogen Facility | CT1 | Natural Gas Fired Combustion Turbine | 7.8 | Commercial CHP
54044 | University of Illinois Cogen Facility | CT2 | Natural Gas Fired Combustion Turbine | 7.8 | Commercial CHP
54044 | University of Illinois Cogen Facility | CT3 | Natural Gas Fired Combustion Turbine | 7.8 | Commercial CHP
54044 | University of Illinois Cogen Facility | GEN1 | Natural Gas Internal Combustion Engine | 6.3 | Commercial CHP
54044 | University of Illinois Cogen Facility | GEN2 | Natural Gas Internal Combustion Engine | 6.3 | Commercial CHP
54044 | University of Illinois Cogen Facility | GEN3 | Natural Gas Internal Combustion Engine | 3.7 | Commercial CHP
54044 | University of Illinois Cogen Facility | GEN4 | Natural Gas Internal Combustion Engine | 3.7 | Commercial CHP
54044 | University of Illinois Cogen Facility | RE1 | Natural Gas Internal Combustion Engine | 5.5 | Commercial CHP
54044 | University of Illinois Cogen Facility | RE2 | Natural Gas Internal Combustion Engine | 5.5 | Commercial CHP
54044 | University of Illinois Cogen Facility | RE3 | Natural Gas Internal Combustion Engine | 5.5 | Commercial CHP
54056 | Pawtucket Power Associates | GEN1 | Natural Gas Fired Combined Cycle | 41.8 | IPP Non-CHP
54056 | Pawtucket Power Associates | GEN2 | Natural Gas Fired Combined Cycle | 27 | IPP Non-CHP
54057 | Riverview Energy Systems | GEN1 | Landfill Gas | 3.3 | IPP Non-CHP
54057 | Riverview Energy Systems | GEN2 | Landfill Gas | 3.3 | IPP Non-CHP
54076 | Indeck Olean Energy Center | GEN1 | Natural Gas Fired Combined Cycle | 46 | IPP CHP
54076 | Indeck Olean Energy Center | GEN2 | Natural Gas Fired Combined Cycle | 44.6 | IPP CHP
54081 | Spruance Genco LLC | GEN1 | Conventional Steam Coal | 57.4 | IPP CHP
54081 | Spruance Genco LLC | GEN2 | Conventional Steam Coal | 57.4 | IPP CHP
54081 | Spruance Genco LLC | GEN3 | Conventional Steam Coal | 57.4 | IPP CHP
54081 | Spruance Genco LLC | GEN4 | Conventional Steam Coal | 57.4 | IPP CHP
54085 | Androscoggin Mill | GEN1 | Wood/Wood Waste Biomass | 25 | Industrial CHP
54085 | Androscoggin Mill | GEN2 | Wood/Wood Waste Biomass | 25 | Industrial CHP
54085 | Androscoggin Mill | GEN3 | Wood/Wood Waste Biomass | 30 | Industrial CHP
54087 | International Paper Georgetown Mill | GEN1 | Wood/Wood Waste Biomass | 25.6 | Industrial CHP
54087 | International Paper Georgetown Mill | GEN2 | Wood/Wood Waste Biomass | 29.5 | Industrial CHP
54087 | International Paper Georgetown Mill | GEN3 | Wood/Wood Waste Biomass | 40.5 | Industrial CHP
54091 | Mansfield Mill | GEN1 | Wood/Wood Waste Biomass | 40 | Industrial CHP
54091 | Mansfield Mill | GEN2 | Wood/Wood Waste Biomass | 40 | Industrial CHP
54091 | Mansfield Mill | GEN3 | Wood/Wood Waste Biomass | 30 | Industrial CHP
54091 | Mansfield Mill | GEN4 | Natural Gas Fired Combustion Turbine | 25 | Industrial CHP
54096 | International Paper Riverdale Mill | GEN1 | Wood/Wood Waste Biomass | 11.6 | Industrial CHP
54096 | International Paper Riverdale Mill | GEN2 | Wood/Wood Waste Biomass | 37.4 | Industrial CHP
54096 | International Paper Riverdale Mill | GEN3 | Natural Gas Fired Combined Cycle | 17 | Industrial CHP
54096 | International Paper Riverdale Mill | GEN4 | Natural Gas Fired Combined Cycle | 38.2 | Industrial CHP
54097 | International Paper Texarkana Mill | GEN1 | Wood/Wood Waste Biomass | 25 | Industrial CHP
54097 | International Paper Texarkana Mill | GEN2 | Wood/Wood Waste Biomass | 40 | Industrial CHP
54098 | Kaukauna Paper Mill | GEN1 | Wood/Wood Waste Biomass | 6 | Industrial CHP
54098 | Kaukauna Paper Mill | GEN2 | Wood/Wood Waste Biomass | 11 | Industrial CHP
54098 | Kaukauna Paper Mill | GEN3 | Wood/Wood Waste Biomass | 15.6 | Industrial CHP
54098 | Kaukauna Paper Mill | GEN4 | Conventional Steam Coal | 12 | Industrial CHP
54099 | Ticonderoga Mill | GEN1 | Wood/Wood Waste Biomass | 42.1 | Industrial CHP
54100 | International Paper Vicksburg Mill | GEN1 | Wood/Wood Waste Biomass | 2.5 | Industrial CHP
54100 | International Paper Vicksburg Mill | GEN2 | Wood/Wood Waste Biomass | 48 | Industrial CHP
54101 | Georgia-Pacific Cedar Springs | GEN1 | Wood/Wood Waste Biomass | 50 | Industrial CHP
54101 | Georgia-Pacific Cedar Springs | GEN2 | Wood/Wood Waste Biomass | 51.2 | Industrial CHP
54103 | Port Edwards Mill | HG1 | Conventional Hydroelectric | 0.4 | Industrial Non-CHP
54103 | Port Edwards Mill | HG2 | Conventional Hydroelectric | 0.4 | Industrial Non-CHP
54103 | Port Edwards Mill | HG3 | Conventional Hydroelectric | 0.4 | Industrial Non-CHP
54103 | Port Edwards Mill | HG4 | Conventional Hydroelectric | 0.4 | Industrial Non-CHP
54103 | Port Edwards Mill | HG5 | Conventional Hydroelectric | 0.8 | Industrial Non-CHP
54103 | Port Edwards Mill | HG6 | Conventional Hydroelectric | 0.8 | Industrial Non-CHP
54103 | Port Edwards Mill | JHG1 | Conventional Hydroelectric | 1.3 | Industrial Non-CHP
54103 | Port Edwards Mill | JHG2 | Conventional Hydroelectric | 0.6 | Industrial Non-CHP
54103 | Port Edwards Mill | JHG3 | Conventional Hydroelectric | 0.6 | Industrial Non-CHP
54103 | Port Edwards Mill | JHG4 | Conventional Hydroelectric | 0.4 | Industrial Non-CHP
54103 | Port Edwards Mill | JHG5 | Conventional Hydroelectric | 0.6 | Industrial Non-CHP
54104 | Ashdown | GEN1 | Wood/Wood Waste Biomass | 19.5 | Industrial CHP
54104 | Ashdown | GEN2 | Wood/Wood Waste Biomass | 47 | Industrial CHP
54104 | Ashdown | GEN3 | Wood/Wood Waste Biomass | 45 | Industrial CHP
54104 | Ashdown | GEN4 | Wood/Wood Waste Biomass | 45 | Industrial CHP
54111 | Second Imperial Geothermal | GE10 | Geothermal | 4.5 | IPP Non-CHP
54111 | Second Imperial Geothermal | GE11 | Geothermal | 4.5 | IPP Non-CHP
54111 | Second Imperial Geothermal | GE12 | Geothermal | 4.5 | IPP Non-CHP
54111 | Second Imperial Geothermal | GE13 | Geothermal | 16 | IPP Non-CHP
54111 | Second Imperial Geothermal | GEN1 | Geothermal | 3.5 | IPP Non-CHP
54111 | Second Imperial Geothermal | GEN14 | Geothermal | 16 | IPP Non-CHP
54111 | Second Imperial Geothermal | GEN2 | Geothermal | 3.5 | IPP Non-CHP
54111 | Second Imperial Geothermal | GEN3 | Geothermal | 3.5 | IPP Non-CHP
54111 | Second Imperial Geothermal | GEN4 | Geothermal | 3.5 | IPP Non-CHP
54111 | Second Imperial Geothermal | GEN5 | Geothermal | 3.5 | IPP Non-CHP
54111 | Second Imperial Geothermal | GEN6 | Geothermal | 3.5 | IPP Non-CHP
54111 | Second Imperial Geothermal | GEN7 | Geothermal | 4.5 | IPP Non-CHP
54111 | Second Imperial Geothermal | GEN8 | Geothermal | 4.5 | IPP Non-CHP
54111 | Second Imperial Geothermal | GEN9 | Geothermal | 4.5 | IPP Non-CHP
54114 | Kennedy International Airport Cogen | GEN1 | Natural Gas Fired Combined Cycle | 47.1 | IPP CHP
54114 | Kennedy International Airport Cogen | GEN2 | Natural Gas Fired Combined Cycle | 47.1 | IPP CHP
54114 | Kennedy International Airport Cogen | GEN3 | Natural Gas Fired Combined Cycle | 27 | IPP CHP
54123 | Mechanic Falls | GEN1 | Conventional Hydroelectric | 1 | IPP Non-CHP
54123 | Mechanic Falls | GEN2 | Conventional Hydroelectric | 0.4 | IPP Non-CHP
54124 | Pittsfield Hydro | GEN1 | Conventional Hydroelectric | 0.4 | IPP Non-CHP
54124 | Pittsfield Hydro | GEN2 | Conventional Hydroelectric | 0.3 | IPP Non-CHP
54124 | Pittsfield Hydro | GEN3 | Conventional Hydroelectric | 0.4 | IPP Non-CHP
54131 | Fortistar North Tonawanda | GEN1 | Natural Gas Fired Combined Cycle | 38.3 | IPP CHP
54131 | Fortistar North Tonawanda | GEN2 | Natural Gas Fired Combined Cycle | 17 | IPP CHP
54134 | Great Lakes Hydro America - ME | DOH2 | Conventional Hydroelectric | 1.3 | IPP Non-CHP
54134 | Great Lakes Hydro America - ME | DOH3 | Conventional Hydroelectric | 1.3 | IPP Non-CHP
54134 | Great Lakes Hydro America - ME | DOH4 | Conventional Hydroelectric | 1.8 | IPP Non-CHP
54134 | Great Lakes Hydro America - ME | DOH5 | Conventional Hydroelectric | 5.3 | IPP Non-CHP
54134 | Great Lakes Hydro America - ME | DOH6 | Conventional Hydroelectric | 4.1 | IPP Non-CHP
54134 | Great Lakes Hydro America - ME | DOH7 | Conventional Hydroelectric | 4.1 | IPP Non-CHP
54134 | Great Lakes Hydro America - ME | DOH8 | Conventional Hydroelectric | 3 | IPP Non-CHP
54134 | Great Lakes Hydro America - ME | EMH1 | Conventional Hydroelectric | 1.6 | IPP Non-CHP
54134 | Great Lakes Hydro America - ME | EMH2 | Conventional Hydroelectric | 1.6 | IPP Non-CHP
54134 | Great Lakes Hydro America - ME | EMH3 | Conventional Hydroelectric | 1.6 | IPP Non-CHP
54134 | Great Lakes Hydro America - ME | EMH4 | Conventional Hydroelectric | 1.6 | IPP Non-CHP
54134 | Great Lakes Hydro America - ME | EMH5 | Conventional Hydroelectric | 1.6 | IPP Non-CHP
54134 | Great Lakes Hydro America - ME | EMH6 | Conventional Hydroelectric | 1.6 | IPP Non-CHP
54134 | Great Lakes Hydro America - ME | MCH1 | Conventional Hydroelectric | 12.2 | IPP Non-CHP
54134 | Great Lakes Hydro America - ME | MCH2 | Conventional Hydroelectric | 12.2 | IPP Non-CHP
54134 | Great Lakes Hydro America - ME | MCH3 | Conventional Hydroelectric | 13.2 | IPP Non-CHP
54134 | Great Lakes Hydro America - ME | MIH2 | Conventional Hydroelectric | 5.5 | IPP Non-CHP
54134 | Great Lakes Hydro America - ME | MIH3 | Conventional Hydroelectric | 5.5 | IPP Non-CHP
54134 | Great Lakes Hydro America - ME | MIH4 | Conventional Hydroelectric | 5.1 | IPP Non-CHP
54134 | Great Lakes Hydro America - ME | MIH5 | Conventional Hydroelectric | 5.1 | IPP Non-CHP
54134 | Great Lakes Hydro America - ME | MIH6 | Conventional Hydroelectric | 5.1 | IPP Non-CHP
54134 | Great Lakes Hydro America - ME | MIH7 | Conventional Hydroelectric | 4 | IPP Non-CHP
54134 | Great Lakes Hydro America - ME | MIH8 | Conventional Hydroelectric | 5.4 | IPP Non-CHP
54134 | Great Lakes Hydro America - ME | MIHI | Conventional Hydroelectric | 5.4 | IPP Non-CHP
54134 | Great Lakes Hydro America - ME | NOH1 | Conventional Hydroelectric | 3.2 | IPP Non-CHP
54134 | Great Lakes Hydro America - ME | NOH2 | Conventional Hydroelectric | 3.2 | IPP Non-CHP
54134 | Great Lakes Hydro America - ME | NOH3 | Conventional Hydroelectric | 3.2 | IPP Non-CHP
54134 | Great Lakes Hydro America - ME | WEH1 | Conventional Hydroelectric | 4.8 | IPP Non-CHP
54134 | Great Lakes Hydro America - ME | WEH2 | Conventional Hydroelectric | 4.8 | IPP Non-CHP
54134 | Great Lakes Hydro America - ME | WEH3 | Conventional Hydroelectric | 4.8 | IPP Non-CHP
54134 | Great Lakes Hydro America - ME | WEH4 | Conventional Hydroelectric | 4.8 | IPP Non-CHP
54142 | Hillcrest Pump Station | GEN1 | Conventional Hydroelectric | 2 | IPP Non-CHP
54148 | Hydro Kennebec Project | GEN1 | Conventional Hydroelectric | 7.7 | IPP Non-CHP
54148 | Hydro Kennebec Project | GEN2 | Conventional Hydroelectric | 7.7 | IPP Non-CHP
54149 | Stony Brook Cogen Plant | GEN1 | Natural Gas Fired Combustion Turbine | 47 | IPP CHP
54201 | Iowa State University | GEN3 | Conventional Steam Coal | 13.2 | Commercial CHP
54201 | Iowa State University | GEN4 | Conventional Steam Coal | 6.2 | Commercial CHP
54201 | Iowa State University | GEN5 | Conventional Steam Coal | 11.5 | Commercial CHP
54201 | Iowa State University | GEN6 | Conventional Steam Coal | 15.1 | Commercial CHP
54202 | Upper Androscoggin | 1 | Conventional Hydroelectric | 0.7 | IPP Non-CHP
54202 | Upper Androscoggin | 2 | Conventional Hydroelectric | 0.5 | IPP Non-CHP
54202 | Upper Androscoggin | 3 | Conventional Hydroelectric | 0.4 | IPP Non-CHP
54203 | Mississippi Baptist Medical Center | A | Natural Gas Fired Combustion Turbine | 4.2 | Commercial CHP
54207 | ArcelorMittal Warren | GEN1 | Other Gases | 3 | Industrial CHP
54207 | ArcelorMittal Warren | GEN2 | Other Gases | 7.5 | Industrial CHP
54207 | ArcelorMittal Warren | GEN3 | Other Gases | 10 | Industrial CHP
54210 | American Crystal Sugar Hillsboro | G1 | Conventional Steam Coal | 13.3 | Industrial CHP
54211 | American Crystal Sugar Moorhead | G1 | Conventional Steam Coal | 3 | Industrial CHP
54211 | American Crystal Sugar Moorhead | G2 | Conventional Steam Coal | 2 | Industrial CHP
54212 | American Crystal Sugar Crookston | G1 | Conventional Steam Coal | 3.5 | Industrial CHP
54212 | American Crystal Sugar Crookston | G2 | Conventional Steam Coal | 3 | Industrial CHP
54213 | American Crystal Sugar Drayton | G1 | Conventional Steam Coal | 6 | Industrial CHP
54214 | American Crystal Sugar East Grand Forks | G1 | Conventional Steam Coal | 2.5 | Industrial CHP
54214 | American Crystal Sugar East Grand Forks | G2 | Conventional Steam Coal | 5 | Industrial CHP
54216 | U S Alliance Coosa Pines | AOW6 | Natural Gas Steam Turbine | 12.5 | Industrial CHP
54216 | U S Alliance Coosa Pines | GEN7 | Wood/Wood Waste Biomass | 17.9 | Industrial CHP
54219 | Burney Mountain Power | GEN1 | Wood/Wood Waste Biomass | 11.4 | IPP Non-CHP
54224 | Franklin Heating Station | DG4 | Petroleum Liquids | 2 | Commercial CHP
54224 | Franklin Heating Station | DG5 | Petroleum Liquids | 2 | Commercial CHP
54224 | Franklin Heating Station | DG6 | Natural Gas Internal Combustion Engine | 2.4 | Commercial CHP
54224 | Franklin Heating Station | DG7 | Natural Gas Internal Combustion Engine | 2.4 | Commercial CHP
54224 | Franklin Heating Station | EG1 | Petroleum Liquids | 2 | Commercial CHP
54224 | Franklin Heating Station | EG2 | Petroleum Liquids | 2 | Commercial CHP
54224 | Franklin Heating Station | EG3 | Petroleum Liquids | 2 | Commercial CHP
54224 | Franklin Heating Station | GEN1 | Natural Gas Steam Turbine | 2.5 | Commercial CHP
54224 | Franklin Heating Station | GEN2 | Natural Gas Steam Turbine | 2.5 | Commercial CHP
54224 | Franklin Heating Station | GEN3 | Natural Gas Steam Turbine | 6.3 | Commercial CHP
54224 | Franklin Heating Station | GEN6 | All Other | 6.5 | Commercial CHP
54225 | Gillette SBMC | CTG3 | Natural Gas Fired Combustion Turbine | 7.2 | Industrial CHP
54225 | Gillette SBMC | DG | Petroleum Liquids | 0.5 | Industrial CHP
54225 | Gillette SBMC | DG2 | Petroleum Liquids | 0.5 | Industrial CHP
54225 | Gillette SBMC | DG3 | Petroleum Liquids | 1 | Industrial CHP
54225 | Gillette SBMC | TG2 | Natural Gas Steam Turbine | 5 | Industrial CHP
54228 | Erving Paper Mills | 2 | Natural Gas Steam Turbine | 0.6 | Industrial CHP
54228 | Erving Paper Mills | 3 | Natural Gas Fired Combustion Turbine | 5.6 | Industrial CHP
54236 | Pfizer Groton Plant | GT-1 | Natural Gas Fired Combustion Turbine | 10 | Industrial CHP
54236 | Pfizer Groton Plant | TG 3 | Natural Gas Steam Turbine | 10 | Industrial CHP
54236 | Pfizer Groton Plant | TG 4 | Natural Gas Steam Turbine | 10 | Industrial CHP
54236 | Pfizer Groton Plant | TG5 | Natural Gas Steam Turbine | 7.5 | Industrial CHP
54238 | Stockton Biomass | STG | Wood/Wood Waste Biomass | 54 | IPP CHP
54239 | Naval Submarine Base Kings Bay | 3023 | Petroleum Liquids | 2.5 | Commercial Non-CHP
54239 | Naval Submarine Base Kings Bay | 3024 | Petroleum Liquids | 2.5 | Commercial Non-CHP
54239 | Naval Submarine Base Kings Bay | 3025 | Petroleum Liquids | 2.5 | Commercial Non-CHP
54239 | Naval Submarine Base Kings Bay | 3027 | Petroleum Liquids | 2.5 | Commercial Non-CHP
54239 | Naval Submarine Base Kings Bay | 3028 | Petroleum Liquids | 2.5 | Commercial Non-CHP
54239 | Naval Submarine Base Kings Bay | 3029 | Petroleum Liquids | 2.5 | Commercial Non-CHP
54239 | Naval Submarine Base Kings Bay | 5876 | Petroleum Liquids | 2.5 | Commercial Non-CHP
54239 | Naval Submarine Base Kings Bay | 5877 | Petroleum Liquids | 2.5 | Commercial Non-CHP
54239 | Naval Submarine Base Kings Bay | 5878 | Petroleum Liquids | 2.5 | Commercial Non-CHP
54239 | Naval Submarine Base Kings Bay | 5879 | Petroleum Liquids | 2.5 | Commercial Non-CHP
54239 | Naval Submarine Base Kings Bay | 5880 | Petroleum Liquids | 2.5 | Commercial Non-CHP
54239 | Naval Submarine Base Kings Bay | 5881 | Petroleum Liquids | 2.5 | Commercial Non-CHP
54240 | Louisiana Tech University Power Plant | TG3 | Natural Gas Fired Combustion Turbine | 7.5 | Commercial CHP
54249 | Smith Falls Hydro Project | GEN1 | Conventional Hydroelectric | 18 | Electric Utility
54249 | Smith Falls Hydro Project | GEN2 | Conventional Hydroelectric | 18 | Electric Utility
54249 | Smith Falls Hydro Project | GEN3 | Conventional Hydroelectric | 2.1 | Electric Utility
54250 | Newman (PA) | 001 | Natural Gas Steam Turbine | 1.8 | Industrial CHP
54251 | Opal Springs Hydro | 1 | Conventional Hydroelectric | 4.3 | IPP Non-CHP
54258 | Westwind Trust | WIN1 | Onshore Wind Turbine | 16 | IPP Non-CHP
54261 | Warm Springs Hydro Project | 3385 | Conventional Hydroelectric | 2.7 | IPP Non-CHP
54262 | Saint Marys Hospital Power Plant | 1 | Natural Gas Fired Combustion Turbine | 4.7 | Commercial CHP
54262 | Saint Marys Hospital Power Plant | 4 | Natural Gas Steam Turbine | 3 | Commercial CHP
54262 | Saint Marys Hospital Power Plant | 5 | Petroleum Liquids | 2.5 | Commercial CHP
54262 | Saint Marys Hospital Power Plant | 6 | Natural Gas Internal Combustion Engine | 2.7 | Commercial CHP
54262 | Saint Marys Hospital Power Plant | 7 | Petroleum Liquids | 2.5 | Commercial CHP
54265 | Akron Recycle Energy Plant | 1 | Wood/Wood Waste Biomass | 2 | Commercial CHP
54265 | Akron Recycle Energy Plant | 2 | Wood/Wood Waste Biomass | 2 | Commercial CHP
54267 | Koma Kulshan Associates | GEN1 | Conventional Hydroelectric | 12 | IPP Non-CHP
54268 | March Point Cogeneration | GTG1 | Natural Gas Fired Combustion Turbine | 46.6 | IPP CHP
54268 | March Point Cogeneration | GTG2 | Natural Gas Fired Combustion Turbine | 46.6 | IPP CHP
54268 | March Point Cogeneration | GTG3 | Natural Gas Fired Combustion Turbine | 46.6 | IPP CHP
54271 | Saguaro Power | CTG1 | Natural Gas Fired Combined Cycle | 45.1 | IPP CHP
54271 | Saguaro Power | CTG2 | Natural Gas Fired Combined Cycle | 45.1 | IPP CHP
54271 | Saguaro Power | STG | Natural Gas Fired Combined Cycle | 37 | IPP CHP
54276 | Univ of NC Chapel Hill Cogen Facility | ES001 | Petroleum Liquids | 2 | Commercial CHP
54276 | Univ of NC Chapel Hill Cogen Facility | ES002 | Petroleum Liquids | 2 | Commercial CHP
54276 | Univ of NC Chapel Hill Cogen Facility | TG3 | Conventional Steam Coal | 28 | Commercial CHP
54281 | Interstate Paper LLC Riceboro | 577A | Wood/Wood Waste Biomass | 14.5 | Industrial CHP
54283 | Lee Creek Water Treatment Facility | 0209 | Conventional Hydroelectric | 1.3 | IPP Non-CHP
54285 | Hastings City Hydroelectric | 1 | Conventional Hydroelectric | 2.2 | IPP Non-CHP
54285 | Hastings City Hydroelectric | 2 | Conventional Hydroelectric | 2.2 | IPP Non-CHP
54286 | Rolls Royce | N8OT | Landfill Gas | 5 | Industrial CHP
54290 | Inforum | BUG1 | Petroleum Liquids | 1.3 | Commercial Non-CHP
54294 | West Group Data Center | 1 | Petroleum Liquids | 2 | Commercial Non-CHP
54294 | West Group Data Center | 2 | Petroleum Liquids | 2 | Commercial Non-CHP
54294 | West Group Data Center | 3 | Petroleum Liquids | 2 | Commercial Non-CHP
54294 | West Group Data Center | 4 | Petroleum Liquids | 2 | Commercial Non-CHP
54296 | Biola University | EG1 | Natural Gas Internal Combustion Engine | 0.6 | Commercial CHP
54296 | Biola University | EG2 | Natural Gas Internal Combustion Engine | 0.6 | Commercial CHP
54296 | Biola University | EG3 | Natural Gas Internal Combustion Engine | 1 | Commercial CHP
54298 | Coram Energy LLC (ECT) | GEWE | Onshore Wind Turbine | 7.5 | IPP Non-CHP
54299 | Coram Energy LLC | GEWE | Onshore Wind Turbine | 3 | IPP Non-CHP
54300 | CTV Power Purchase Contract Trust | GEWE | Onshore Wind Turbine | 4.5 | IPP Non-CHP
54300 | CTV Power Purchase Contract Trust | SX1S | Onshore Wind Turbine | 0.1 | IPP Non-CHP
54301 | Colebrook Hydroelectric | BK1 | Conventional Hydroelectric | 1.5 | IPP Non-CHP
54301 | Colebrook Hydroelectric | BK2 | Conventional Hydroelectric | 1.5 | IPP Non-CHP
54302 | Goodwin Hydroelectric | G1 | Conventional Hydroelectric | 1.6 | IPP Non-CHP
54302 | Goodwin Hydroelectric | G2 | Conventional Hydroelectric | 1.6 | IPP Non-CHP
54304 | Birchwood Power | 1 | Conventional Steam Coal | 258.3 | IPP Non-CHP
54305 | Westward Seafoods | 2 | Petroleum Liquids | 2.2 | Industrial CHP
54305 | Westward Seafoods | 3 | Petroleum Liquids | 2.2 | Industrial CHP
54305 | Westward Seafoods | 4 | Petroleum Liquids | 2.2 | Industrial CHP
54306 | Wilson Lake Hydroelectric Project | 1 | Conventional Hydroelectric | 4.2 | IPP Non-CHP
54306 | Wilson Lake Hydroelectric Project | 2 | Conventional Hydroelectric | 4.2 | IPP Non-CHP
54308 | Three Forks Water Power Project | 1 | Conventional Hydroelectric | 1.3 | IPP Non-CHP
54316 | Archer Daniels Midland Southport | GEN1 | Natural Gas Fired Combustion Turbine | 18 | Industrial CHP
54316 | Archer Daniels Midland Southport | GEN2 | Natural Gas Fired Combustion Turbine | 17.5 | Industrial CHP
54316 | Archer Daniels Midland Southport | GEN3 | Natural Gas Fired Combustion Turbine | 17 | Industrial CHP
54318 | General Chemical | TG1 | Conventional Steam Coal | 15 | Industrial CHP
54318 | General Chemical | TG2 | Conventional Steam Coal | 15 | Industrial CHP
54321 | Goodyear Beaumont Chemical Plant | 2N80 | Natural Gas Fired Combustion Turbine | 5 | Industrial CHP
54321 | Goodyear Beaumont Chemical Plant | 3N80 | Natural Gas Steam Turbine | 14.8 | Industrial CHP
54321 | Goodyear Beaumont Chemical Plant | N802 | Natural Gas Fired Combustion Turbine | 5 | Industrial CHP
54321 | Goodyear Beaumont Chemical Plant | N803 | Natural Gas Fired Combustion Turbine | 5 | Industrial CHP
54321 | Goodyear Beaumont Chemical Plant | N804 | Natural Gas Fired Combustion Turbine | 5 | Industrial CHP
54322 | Sibley Mill | 2 | Conventional Hydroelectric | 0.6 | Industrial Non-CHP
54322 | Sibley Mill | 3 | Conventional Hydroelectric | 0.7 | Industrial Non-CHP
54322 | Sibley Mill | 4 | Conventional Hydroelectric | 0.8 | Industrial Non-CHP
54323 | CNN Center | D4_1 | Petroleum Liquids | 1.5 | Commercial Non-CHP
54323 | CNN Center | D4_2 | Petroleum Liquids | 2 | Commercial Non-CHP
54323 | CNN Center | D4_3 | Petroleum Liquids | 2 | Commercial Non-CHP
54323 | CNN Center | D5_1 | Petroleum Liquids | 2 | Commercial Non-CHP
54323 | CNN Center | D5_2 | Petroleum Liquids | 2 | Commercial Non-CHP
54323 | CNN Center | D5_3 | Petroleum Liquids | 2 | Commercial Non-CHP
54323 | CNN Center | DK2 | Petroleum Liquids | 1.5 | Commercial Non-CHP
54324 | Ocean State Power II | GEN1 | Natural Gas Fired Combined Cycle | 82.8 | IPP Non-CHP
54324 | Ocean State Power II | GEN2 | Natural Gas Fired Combined Cycle | 82.8 | IPP Non-CHP
54324 | Ocean State Power II | GEN3 | Natural Gas Fired Combined Cycle | 88.6 | IPP Non-CHP
54327 | Toyon Power Station | TOY3 | Landfill Gas | 1.8 | IPP Non-CHP
54327 | Toyon Power Station | TOY4 | Landfill Gas | 1.8 | IPP Non-CHP
54327 | Toyon Power Station | TOY5 | Landfill Gas | 1.8 | IPP Non-CHP
54330 | Westhollow Technology Center | 1 | Natural Gas Fired Combustion Turbine | 3.7 | Industrial CHP
54333 | Bucknell University | G001 | Natural Gas Fired Combined Cycle | 4.7 | Commercial CHP
54333 | Bucknell University | G502 | Natural Gas Fired Combined Cycle | 1.2 | Commercial CHP
54335 | Morton Salt Rittman | GEN2 | Natural Gas Steam Turbine | 2.5 | Industrial CHP
54337 | NRG Energy San Diego | 0001 | Natural Gas Internal Combustion Engine | 0.8 | IPP CHP
54337 | NRG Energy San Diego | 0002 | Natural Gas Internal Combustion Engine | 0.8 | IPP CHP
54338 | Rio Grande Valley Sugar Growers | GENA | Other Waste Biomass | 2.5 | Industrial CHP
54338 | Rio Grande Valley Sugar Growers | GENB | Other Waste Biomass | 2.5 | Industrial CHP
54338 | Rio Grande Valley Sugar Growers | GENC | Other Waste Biomass | 2.5 | Industrial CHP
54338 | Rio Grande Valley Sugar Growers | GEND | Other Waste Biomass | 16 | Industrial CHP
54338 | Rio Grande Valley Sugar Growers | GENE | Petroleum Liquids | 1.4 | Industrial CHP
54340 | Norway Point Hydropower Project | 1 | Conventional Hydroelectric | 2.8 | IPP Non-CHP
54340 | Norway Point Hydropower Project | 2 | Conventional Hydroelectric | 1.2 | IPP Non-CHP
54341 | Four Mile Hydropower Project | 1 | Conventional Hydroelectric | 0.6 | IPP Non-CHP
54341 | Four Mile Hydropower Project | 2 | Conventional Hydroelectric | 0.6 | IPP Non-CHP
54341 | Four Mile Hydropower Project | 3 | Conventional Hydroelectric | 0.6 | IPP Non-CHP
54341 | Four Mile Hydropower Project | 4 | Conventional Hydroelectric | 0.2 | IPP Non-CHP
54342 | Ninth Street Hydropower Project | 1 | Conventional Hydroelectric | 0.4 | IPP Non-CHP
54342 | Ninth Street Hydropower Project | 2 | Conventional Hydroelectric | 0.4 | IPP Non-CHP
54342 | Ninth Street Hydropower Project | 3 | Conventional Hydroelectric | 0.4 | IPP Non-CHP
54343 | Terminus Hydroelectric Project | GEN1 | Conventional Hydroelectric | 20.1 | IPP Non-CHP
54347 | Howard F Curren Advncd Wastewater Plant | 1 | Other Waste Biomass | 0.5 | Commercial Non-CHP
54347 | Howard F Curren Advncd Wastewater Plant | 2 | Other Waste Biomass | 0.5 | Commercial Non-CHP
54347 | Howard F Curren Advncd Wastewater Plant | 3 | Other Waste Biomass | 0.5 | Commercial Non-CHP
54347 | Howard F Curren Advncd Wastewater Plant | 4 | Other Waste Biomass | 0.5 | Commercial Non-CHP
54347 | Howard F Curren Advncd Wastewater Plant | 5 | Other Waste Biomass | 0.5 | Commercial Non-CHP
54349 | Nevada Cogen Associates 2 Black Mountain | GTA | Natural Gas Fired Combined Cycle | 22.2 | IPP CHP
54349 | Nevada Cogen Associates 2 Black Mountain | GTB | Natural Gas Fired Combined Cycle | 22.2 | IPP CHP
54349 | Nevada Cogen Associates 2 Black Mountain | GTC | Natural Gas Fired Combined Cycle | 22.2 | IPP CHP
54349 | Nevada Cogen Associates 2 Black Mountain | STM | Natural Gas Fired Combined Cycle | 29.7 | IPP CHP
54350 | Nevada Cogen Assoc#1 GarnetVly | GTA | Natural Gas Fired Combined Cycle | 21.7 | IPP CHP
54350 | Nevada Cogen Assoc#1 GarnetVly | GTB | Natural Gas Fired Combined Cycle | 21.7 | IPP CHP
54350 | Nevada Cogen Assoc#1 GarnetVly | GTC | Natural Gas Fired Combined Cycle | 21.7 | IPP CHP
54350 | Nevada Cogen Assoc#1 GarnetVly | STM | Natural Gas Fired Combined Cycle | 29.7 | IPP CHP
54355 | Chace Mill Winooski One | GEN1 | Conventional Hydroelectric | 2.5 | Electric Utility
54355 | Chace Mill Winooski One | GEN2 | Conventional Hydroelectric | 2.5 | Electric Utility
54355 | Chace Mill Winooski One | GEN3 | Conventional Hydroelectric | 2.5 | Electric Utility
54358 | International Paper Augusta Mill | 1 | Wood/Wood Waste Biomass | 27 | Industrial CHP
54358 | International Paper Augusta Mill | 2 | Wood/Wood Waste Biomass | 39 | Industrial CHP
54358 | International Paper Augusta Mill | 3 | Wood/Wood Waste Biomass | 18.7 | Industrial CHP
54360 | Fuyao Glass Illinois Inc. | PORT | Petroleum Liquids | 0.7 | Industrial Non-CHP
54360 | Fuyao Glass Illinois Inc. | TK1 | Petroleum Liquids | 2 | Industrial Non-CHP
54360 | Fuyao Glass Illinois Inc. | TK2 | Petroleum Liquids | 2 | Industrial Non-CHP
54363 | PPG Industries Shelby NC Works | GEN2 | Petroleum Liquids | 0.9 | Industrial Non-CHP
54363 | PPG Industries Shelby NC Works | GEN3 | Petroleum Liquids | 0.9 | Industrial Non-CHP
54363 | PPG Industries Shelby NC Works | GEN4 | Petroleum Liquids | 1.2 | Industrial Non-CHP
54363 | PPG Industries Shelby NC Works | GEN5 | Petroleum Liquids | 1.2 | Industrial Non-CHP
54364 | PPG Industries Works 4 | L1G | Petroleum Liquids | 2 | Industrial Non-CHP
54364 | PPG Industries Works 4 | L1PG | Petroleum Liquids | 0.9 | Industrial Non-CHP
54364 | PPG Industries Works 4 | L2G | Petroleum Liquids | 2 | Industrial Non-CHP
54364 | PPG Industries Works 4 | L2PG | Petroleum Liquids | 1.1 | Industrial Non-CHP
54365 | Orange Cogeneration Facility | APC1 | Natural Gas Fired Combined Cycle | 54 | IPP CHP
54365 | Orange Cogeneration Facility | APC2 | Natural Gas Fired Combined Cycle | 54 | IPP CHP
54365 | Orange Cogeneration Facility | APC3 | Natural Gas Fired Combined Cycle | 28.6 | IPP CHP
54372 | University of Colorado | GT1 | Natural Gas Fired Combined Cycle | 16 | Commercial CHP
54372 | University of Colorado | GT2 | Natural Gas Fired Combined Cycle | 16 | Commercial CHP
54372 | University of Colorado | ST1 | Natural Gas Fired Combined Cycle | 1 | Commercial CHP
54374 | Sinclair Oil Refinery | 2004 | Natural Gas Internal Combustion Engine | 1.3 | Industrial CHP
54374 | Sinclair Oil Refinery | 2006 | Natural Gas Internal Combustion Engine | 1.3 | Industrial CHP
54374 | Sinclair Oil Refinery | 2008 | Natural Gas Internal Combustion Engine | 1.3 | Industrial CHP
54374 | Sinclair Oil Refinery | NO2 | Other Gases | 0.4 | Industrial CHP
54374 | Sinclair Oil Refinery | NO3 | Other Gases | 1.3 | Industrial CHP
54374 | Sinclair Oil Refinery | NO5 | Petroleum Liquids | 1.1 | Industrial CHP
54384 | EHC West Hopkinton | GEN1 | Conventional Hydroelectric | 1 | IPP Non-CHP
54385 | Kinneytown New Old | GEN1 | Conventional Hydroelectric | 0.8 | IPP Non-CHP
54385 | Kinneytown New Old | GEN2 | Conventional Hydroelectric | 1.5 | IPP Non-CHP
54386 | Little Wood Hydro Project | GEN1 | Conventional Hydroelectric | 2.8 | IPP Non-CHP
54387 | Weeks Falls | GEN1 | Conventional Hydroelectric | 4.3 | IPP Non-CHP
54391 | Alice Falls Hydro Project | 1 | Conventional Hydroelectric | 1.5 | IPP Non-CHP
54391 | Alice Falls Hydro Project | 2 | Conventional Hydroelectric | 0.6 | IPP Non-CHP
54392 | BJ Gas Recovery | GEN1 | Landfill Gas | 0.8 | IPP Non-CHP
54392 | BJ Gas Recovery | GEN3 | Landfill Gas | 0.8 | IPP Non-CHP
54394 | Dry Creek Project | GEN1 | Conventional Hydroelectric | 3.6 | IPP Non-CHP
54395 | Stillwater Hydro Electric Project | 1 | Conventional Hydroelectric | 1.7 | IPP Non-CHP
54395 | Stillwater Hydro Electric Project | 2 | Conventional Hydroelectric | 1.7 | IPP Non-CHP
54406 | Capitol Heat and Power | P31 | Petroleum Liquids | 1 | Commercial Non-CHP
54406 | Capitol Heat and Power | P32 | Petroleum Liquids | 1 | Commercial Non-CHP
54407 | Waupun Correctional Central Heating Plt | 1 | Natural Gas Steam Turbine | 1 | Commercial CHP
54407 | Waupun Correctional Central Heating Plt | 2 | Natural Gas Steam Turbine | 1 | Commercial CHP
54407 | Waupun Correctional Central Heating Plt | 3 | Petroleum Liquids | 0.8 | Commercial CHP
54407 | Waupun Correctional Central Heating Plt | 4 | Petroleum Liquids | 1.5 | Commercial CHP
54408 | UW Madison Charter Street Plant | 1 | Natural Gas Steam Turbine | 9.7 | Commercial CHP
54408 | UW Madison Charter Street Plant | 3 | Petroleum Liquids | 1.3 | Commercial CHP
54409 | Dartmouth College Heating Plant | GEN1 | Petroleum Liquids | 2 | Commercial CHP
54409 | Dartmouth College Heating Plant | GEN2 | Petroleum Liquids | 2 | Commercial CHP
54409 | Dartmouth College Heating Plant | GEN3 | Petroleum Liquids | 3 | Commercial CHP
54410 | Western Power & Steam Inc | CTG | Natural Gas Fired Combustion Turbine | 27.7 | Industrial CHP
54414 | John Deere Dubuque Works | GE10 | Petroleum Liquids | 1.5 | Industrial Non-CHP
54414 | John Deere Dubuque Works | GEN5 | Petroleum Liquids | 1.5 | Industrial Non-CHP
54414 | John Deere Dubuque Works | GEN6 | Petroleum Liquids | 1.5 | Industrial Non-CHP
54414 | John Deere Dubuque Works | GEN7 | Petroleum Liquids | 1.5 | Industrial Non-CHP
54414 | John Deere Dubuque Works | GEN8 | Petroleum Liquids | 1.5 | Industrial Non-CHP
54414 | John Deere Dubuque Works | GEN9 | Petroleum Liquids | 1.5 | Industrial Non-CHP
54415 | Cadillac Renewable Energy | GEN1 | Wood/Wood Waste Biomass | 44 | IPP Non-CHP
54418 | Rollinsford | GEN1 | Conventional Hydroelectric | 0.7 | IPP Non-CHP
54418 | Rollinsford | GEN2 | Conventional Hydroelectric | 0.7 | IPP Non-CHP
54422 | Unisea G 2 | CAT4 | Petroleum Liquids | 1 | Industrial Non-CHP
54422 | Unisea G 2 | CAT5 | Petroleum Liquids | 1 | Industrial Non-CHP
54422 | Unisea G 2 | GEN1 | Petroleum Liquids | 2.5 | Industrial Non-CHP
54422 | Unisea G 2 | GEN2 | Petroleum Liquids | 2.6 | Industrial Non-CHP
54422 | Unisea G 2 | GEN3 | Petroleum Liquids | 2.7 | Industrial Non-CHP
54422 | Unisea G 2 | GEN4 | Petroleum Liquids | 2.5 | Industrial Non-CHP
54422 | Unisea G 2 | GEN5 | Petroleum Liquids | 2.7 | Industrial Non-CHP
54422 | Unisea G 2 | GEN6 | Petroleum Liquids | 2.5 | Industrial Non-CHP
54424 | Quantum Pasco Power LP | EDG1 | Petroleum Liquids | 1.2 | IPP CHP
54424 | Quantum Pasco Power LP | EDG2 | Petroleum Liquids | 1.2 | IPP CHP
54424 | Quantum Pasco Power LP | GT1 | Natural Gas Fired Combined Cycle | 57.4 | IPP CHP
54424 | Quantum Pasco Power LP | GT2 | Natural Gas Fired Combined Cycle | 57.4 | IPP CHP
54424 | Quantum Pasco Power LP | ST1 | Natural Gas Fired Combined Cycle | 26.5 | IPP CHP
54426 | Mulberry Cogeneration Facility | GT1 | Natural Gas Fired Combined Cycle | 82 | IPP CHP
54426 | Mulberry Cogeneration Facility | ST1 | Natural Gas Fired Combined Cycle | 43.3 | IPP CHP
54427 | Gaylord Container Bogalusa | NO10 | Wood/Wood Waste Biomass | 37 | Industrial CHP
54427 | Gaylord Container Bogalusa | NO8 | Wood/Wood Waste Biomass | 25 | Industrial CHP
54427 | Gaylord Container Bogalusa | NO9 | Wood/Wood Waste Biomass | 37.5 | Industrial CHP
54429 | Alabama Pine Pulp | GEN2 | Wood/Wood Waste Biomass | 69 | Industrial CHP
54447 | Welport Lease Project | TI | Natural Gas Fired Combustion Turbine | 5 | Industrial CHP
54449 | Dome Project | T1 | Natural Gas Fired Combustion Turbine | 3 | Industrial CHP
54449 | Dome Project | T2 | Natural Gas Fired Combustion Turbine | 3 | Industrial CHP
54451 | Los Angeles Refinery Wilmington | G1 | Other Natural Gas | 10 | Industrial CHP
54451 | Los Angeles Refinery Wilmington | G2 | Other Gases | 58.5 | Industrial CHP
54452 | Agrium Kenai Nitrogen Operations | 744A | Natural Gas Fired Combustion Turbine | 2.5 | Industrial CHP
54452 | Agrium Kenai Nitrogen Operations | 744B | Natural Gas Fired Combustion Turbine | 2.5 | Industrial CHP
54452 | Agrium Kenai Nitrogen Operations | 744C | Natural Gas Fired Combustion Turbine | 2.5 | Industrial CHP
54452 | Agrium Kenai Nitrogen Operations | 744D | Natural Gas Fired Combustion Turbine | 2.5 | Industrial CHP
54452 | Agrium Kenai Nitrogen Operations | 744E | Natural Gas Fired Combustion Turbine | 2.5 | Industrial CHP
54453 | EDF Renewable Windfarm V Inc | GEN2 | Onshore Wind Turbine | 15.5 | IPP Non-CHP
54454 | San Gorgonio Windplant WPP1993 | GEN11 | Onshore Wind Turbine | 49.5 | IPP Non-CHP
54457 | Hewlett Packard Enterprise | ALF1 | Petroleum Liquids | 1 | Commercial Non-CHP
54457 | Hewlett Packard Enterprise | ALF2 | Petroleum Liquids | 1 | Commercial Non-CHP
54457 | Hewlett Packard Enterprise | ALF3 | Petroleum Liquids | 1 | Commercial Non-CHP
54457 | Hewlett Packard Enterprise | ALF4 | Petroleum Liquids | 1 | Commercial Non-CHP
54457 | Hewlett Packard Enterprise | ALF5 | Petroleum Liquids | 1 | Commercial Non-CHP
54457 | Hewlett Packard Enterprise | B1GN1 | Petroleum Liquids | 1.5 | Commercial Non-CHP
54457 | Hewlett Packard Enterprise | B1GN2 | Petroleum Liquids | 1.5 | Commercial Non-CHP
54458 | Benedum Plant | BG3A | Natural Gas Internal Combustion Engine | 1 | Industrial Non-CHP
54458 | Benedum Plant | BG6 | Natural Gas Internal Combustion Engine | 1 | Industrial Non-CHP
54462 | Graniteville Enterprise Division | 1 | Conventional Hydroelectric | 0.6 | Industrial Non-CHP
54462 | Graniteville Enterprise Division | 2 | Conventional Hydroelectric | 0.6 | Industrial Non-CHP
54464 | Riverwood International Macon Mill | 0001 | Wood/Wood Waste Biomass | 7.5 | Industrial CHP
54464 | Riverwood International Macon Mill | 0002 | Wood/Wood Waste Biomass | 5 | Industrial CHP
54464 | Riverwood International Macon Mill | 0003 | Wood/Wood Waste Biomass | 5 | Industrial CHP
54464 | Riverwood International Macon Mill | 0004 | Wood/Wood Waste Biomass | 15.9 | Industrial CHP
54464 | Riverwood International Macon Mill | 0005 | Wood/Wood Waste Biomass | 40 | Industrial CHP
54466 | Orlando Cogen LP | GEN1 | Natural Gas Fired Combined Cycle | 122.4 | IPP CHP
54468 | Mt Lassen Power | GEN1 | Wood/Wood Waste Biomass | 11.4 | IPP Non-CHP
54469 | Pacific Oroville Power Inc | GEN1 | Wood/Wood Waste Biomass | 9 | IPP Non-CHP
54469 | Pacific Oroville Power Inc | GEN2 | Wood/Wood Waste Biomass | 9 | IPP Non-CHP
54471 | Mascoma Hydro | 01 | Conventional Hydroelectric | 0.5 | IPP Non-CHP
54471 | Mascoma Hydro | 02 | Conventional Hydroelectric | 0.5 | IPP Non-CHP
54471 | Mascoma Hydro | 03 | Conventional Hydroelectric | 0.5 | IPP Non-CHP
54472 | Simplot Phosphates | GEN1 | All Other | 11.5 | Industrial CHP
54476 | Sumas Power Plant | GEN1 | Natural Gas Fired Combined Cycle | 87.8 | Electric Utility
54476 | Sumas Power Plant | GEN2 | Natural Gas Fired Combined Cycle | 37.7 | Electric Utility
54477 | Oroville Cogeneration LP | GEN1 | Natural Gas Internal Combustion Engine | 1.1 | Industrial CHP
54477 | Oroville Cogeneration LP | GEN2 | Natural Gas Internal Combustion Engine | 1.1 | Industrial CHP
54477 | Oroville Cogeneration LP | GEN3 | Natural Gas Internal Combustion Engine | 1.1 | Industrial CHP
54477 | Oroville Cogeneration LP | GEN4 | Natural Gas Internal Combustion Engine | 1.1 | Industrial CHP
54477 | Oroville Cogeneration LP | GEN5 | Natural Gas Internal Combustion Engine | 1.1 | Industrial CHP
54477 | Oroville Cogeneration LP | GEN6 | Natural Gas Internal Combustion Engine | 1.1 | Industrial CHP
54477 | Oroville Cogeneration LP | GEN7 | Natural Gas Internal Combustion Engine | 1.1 | Industrial CHP
54512 | Domino Sugar Arabi Plant | TG1 | Natural Gas Steam Turbine | 5 | Industrial CHP
54512 | Domino Sugar Arabi Plant | TG2 | Natural Gas Steam Turbine | 5 | Industrial CHP
54512 | Domino Sugar Arabi Plant | TG3 | Natural Gas Steam Turbine | 4 | Industrial CHP
54513 | WestRock (IL) | E-1 | Natural Gas Internal Combustion Engine | 0.7 | Industrial Non-CHP
54513 | WestRock (IL) | E2-A | Natural Gas Internal Combustion Engine | 0.7 | Industrial Non-CHP
54513 | WestRock (IL) | E2-B | Natural Gas Internal Combustion Engine | 0.7 | Industrial Non-CHP
54513 | WestRock (IL) | E3 | Natural Gas Internal Combustion Engine | 0.8 | Industrial Non-CHP
54514 | Blind Canyon Hydro | 1 | Conventional Hydroelectric | 1.3 | IPP Non-CHP
54515 | Crotched Mountain Rehabilitation Center | GEN1 | Petroleum Liquids | 0.7 | Commercial CHP
54515 | Crotched Mountain Rehabilitation Center | GEN2 | Petroleum Liquids | 0.7 | Commercial CHP
54515 | Crotched Mountain Rehabilitation Center | GEN3 | Petroleum Liquids | 0.7 | Commercial CHP
54517 | Sierra Pacific Sonora | GEN2 | Wood/Wood Waste Biomass | 7.5 | Industrial CHP
54518 | Formosa Plastics | GT2 | Natural Gas Fired Combustion Turbine | 38 | Industrial CHP
54518 | Formosa Plastics | GT3 | Natural Gas Fired Combustion Turbine | 38.8 | Industrial CHP
54518 | Formosa Plastics | ST1 | Natural Gas Steam Turbine | 12 | Industrial CHP
54518 | Formosa Plastics | ST2 | Natural Gas Steam Turbine | 12 | Industrial CHP
54520 | Village Creek Water Reclamation Facility | SD1 | Natural Gas Internal Combustion Engine | 0.9 | Commercial CHP
54520 | Village Creek Water Reclamation Facility | SD2 | Natural Gas Internal Combustion Engine | 0.9 | Commercial CHP
54520 | Village Creek Water Reclamation Facility | TG1 | Other Waste Biomass | 5.3 | Commercial CHP
54520 | Village Creek Water Reclamation Facility | TG2 | Other Waste Biomass | 5.3 | Commercial CHP
54523 | Hoffer Plastics | GEN1 | Natural Gas Internal Combustion Engine | 0.8 | Industrial Non-CHP
54523 | Hoffer Plastics | GEN2 | Natural Gas Internal Combustion Engine | 0.8 | Industrial Non-CHP
54523 | Hoffer Plastics | GEN3 | Natural Gas Internal Combustion Engine | 0.8 | Industrial Non-CHP
54523 | Hoffer Plastics | GEN4 | Natural Gas Internal Combustion Engine | 0.8 | Industrial Non-CHP
54523 | Hoffer Plastics | GEN5 | Natural Gas Internal Combustion Engine | 0.8 | Industrial Non-CHP
54523 | Hoffer Plastics | GEN6 | Natural Gas Internal Combustion Engine | 0.8 | Industrial Non-CHP
54523 | Hoffer Plastics | GEN7 | Natural Gas Internal Combustion Engine | 0.8 | Industrial Non-CHP
54523 | Hoffer Plastics | GEN8 | Natural Gas Internal Combustion Engine | 0.8 | Industrial Non-CHP
54523 | Hoffer Plastics | GEN9 | Natural Gas Internal Combustion Engine | 0.8 | Industrial Non-CHP
54524 | Horseshoe Bend Hydroelectric Co | GEN1 | Conventional Hydroelectric | 4.7 | IPP Non-CHP
54524 | Horseshoe Bend Hydroelectric Co | GEN2 | Conventional Hydroelectric | 4.7 | IPP Non-CHP
54525 | Kankakee Hydro Facility | 1 | Conventional Hydroelectric | 0.4 | Commercial Non-CHP
54525 | Kankakee Hydro Facility | 2 | Conventional Hydroelectric | 0.4 | Commercial Non-CHP
54525 | Kankakee Hydro Facility | 3 | Conventional Hydroelectric | 0.4 | Commercial Non-CHP
54526 | ReEnergy Lyonsdale Biomass | STG | Wood/Wood Waste Biomass | 21.1 | IPP CHP
54529 | Wheelabrator Ridge Energy | 0001 | Wood/Wood Waste Biomass | 45.5 | IPP Non-CHP
54531 | Stingray Facility | 1S72 | Natural Gas Fired Combustion Turbine | 2.5 | Industrial Non-CHP
54533 | Southern Minnesota Beet Sugar | 0001 | Conventional Steam Coal | 7.5 | Industrial CHP
54534 | St Josephs Hospital | 0001 | Natural Gas Internal Combustion Engine | 1.7 | Commercial CHP
54536 | Sumpter Energy Associates | 0201 | Landfill Gas | 0.8 | IPP Non-CHP
54536 | Sumpter Energy Associates | 0202 | Landfill Gas | 0.8 | IPP Non-CHP
54536 | Sumpter Energy Associates | 0203 | Landfill Gas | 0.8 | IPP Non-CHP
54536 | Sumpter Energy Associates | 0204 | Landfill Gas | 0.8 | IPP Non-CHP
54536 | Sumpter Energy Associates | 0205 | Landfill Gas | 0.8 | IPP Non-CHP
54536 | Sumpter Energy Associates | 0386 | Landfill Gas | 0.8 | IPP Non-CHP
54536 | Sumpter Energy Associates | 0388 | Landfill Gas | 0.8 | IPP Non-CHP
54536 | Sumpter Energy Associates | 0389 | Landfill Gas | 0.8 | IPP Non-CHP
54536 | Sumpter Energy Associates | 0392 | Landfill Gas | 0.8 | IPP Non-CHP
54536 | Sumpter Energy Associates | 0435 | Landfill Gas | 0.8 | IPP Non-CHP
54536 | Sumpter Energy Associates | 0437 | Landfill Gas | 0.8 | IPP Non-CHP
54536 | Sumpter Energy Associates | 0440 | Landfill Gas | 0.8 | IPP Non-CHP
54536 | Sumpter Energy Associates | 0447 | Landfill Gas | 0.8 | IPP Non-CHP
54536 | Sumpter Energy Associates | 0464 | Landfill Gas | 0.8 | IPP Non-CHP
54536 | Sumpter Energy Associates | 0467 | Landfill Gas | 0.8 | IPP Non-CHP
54537 | Ferndale Generating Station | CT1A | Natural Gas Fired Combined Cycle | 95.9 | Electric Utility
54537 | Ferndale Generating Station | CT1B | Natural Gas Fired Combined Cycle | 95.9 | Electric Utility
54537 | Ferndale Generating Station | ST1 | Natural Gas Fired Combined Cycle | 93.7 | Electric Utility
54538 | Hartwell Energy Facility | MAG1 | Natural Gas Fired Combustion Turbine | 180 | Electric Utility
54538 | Hartwell Energy Facility | MAG2 | Natural Gas Fired Combustion Turbine | 180 | Electric Utility
54539 | Venice Resources Gas Recovery | GEN1 | Landfill Gas | 0.8 | IPP Non-CHP
54539 | Venice Resources Gas Recovery | GEN2 | Landfill Gas | 0.8 | IPP Non-CHP
54540 | Charter Dura-Bar | 1A | Natural Gas Internal Combustion Engine | 1 | Industrial Non-CHP
54540 | Charter Dura-Bar | 1B | Natural Gas Internal Combustion Engine | 1 | Industrial Non-CHP
54540 | Charter Dura-Bar | 2A | Natural Gas Internal Combustion Engine | 1 | Industrial Non-CHP
54540 | Charter Dura-Bar | 2B | Natural Gas Internal Combustion Engine | 1 | Industrial Non-CHP
54540 | Charter Dura-Bar | 3A | Natural Gas Internal Combustion Engine | 1 | Industrial Non-CHP
54540 | Charter Dura-Bar | 3B | Natural Gas Internal Combustion Engine | 1 | Industrial Non-CHP
54547 | Sithe Independence Station | 1 | Natural Gas Fired Combined Cycle | 169.2 | IPP CHP
54547 | Sithe Independence Station | 2 | Natural Gas Fired Combined Cycle | 169.2 | IPP CHP
54547 | Sithe Independence Station | 3 | Natural Gas Fired Combined Cycle | 169.2 | IPP CHP
54547 | Sithe Independence Station | 4 | Natural Gas Fired Combined Cycle | 169.5 | IPP CHP
54547 | Sithe Independence Station | 5 | Natural Gas Fired Combined Cycle | 204.5 | IPP CHP
54547 | Sithe Independence Station | 6 | Natural Gas Fired Combined Cycle | 204.5 | IPP CHP
54548 | Longfalls Facility | 1 | Conventional Hydroelectric | 3.3 | IPP Non-CHP
54549 | Granger Electric Generating Station #1 | 1-1 | Landfill Gas | 0.8 | IPP Non-CHP
54549 | Granger Electric Generating Station #1 | 1-2 | Landfill Gas | 0.8 | IPP Non-CHP
54549 | Granger Electric Generating Station #1 | 1-3 | Landfill Gas | 0.8 | IPP Non-CHP
54549 | Granger Electric Generating Station #1 | 1-4 | Landfill Gas | 0.8 | IPP Non-CHP
54549 | Granger Electric Generating Station #1 | 1-5 | Landfill Gas | 1.6 | IPP Non-CHP
54549 | Granger Electric Generating Station #1 | 1-6 | Landfill Gas | 1.6 | IPP Non-CHP
54549 | Granger Electric Generating Station #1 | 1-7 | Landfill Gas | 1.6 | IPP Non-CHP
54550 | ExxonMobil Mobile Bay Onshore | 901 | Natural Gas Fired Combined Cycle | 0.9 | Industrial CHP
54550 | ExxonMobil Mobile Bay Onshore | 901A | Natural Gas Fired Combined Cycle | 3.7 | Industrial CHP
54550 | ExxonMobil Mobile Bay Onshore | 901B | Natural Gas Fired Combined Cycle | 3.7 | Industrial CHP
54550 | ExxonMobil Mobile Bay Onshore | 901C | Natural Gas Fired Combined Cycle | 3.7 | Industrial CHP
54554 | Spicer Meadow Project | GEN1 | Conventional Hydroelectric | 2.7 | Electric Utility
54554 | Spicer Meadow Project | GEN2 | Conventional Hydroelectric | 2.7 | Electric Utility
54554 | Spicer Meadow Project | GEN3 | Conventional Hydroelectric | 0.5 | Electric Utility
54555 | Collierville Powerhouse | GEN1 | Conventional Hydroelectric | 126.5 | Electric Utility
54555 | Collierville Powerhouse | GEN2 | Conventional Hydroelectric | 126.5 | Electric Utility
54556 | Ingredion Incorporated | TG03 | Natural Gas Fired Combustion Turbine | 4.8 | Industrial CHP
54556 | Ingredion Incorporated | TG04 | Natural Gas Fired Combustion Turbine | 4.8 | Industrial CHP
54556 | Ingredion Incorporated | TGO1 | Conventional Steam Coal | 22.5 | Industrial CHP
54556 | Ingredion Incorporated | TGO2 | Conventional Steam Coal | 22.5 | Industrial CHP
54558 | Hazelton B Hydro | U1 | Conventional Hydroelectric | 3.8 | IPP Non-CHP
54558 | Hazelton B Hydro | U2 | Conventional Hydroelectric | 3.8 | IPP Non-CHP
54561 | Graphic Packaging International | GT-G | Natural Gas Fired Combined Cycle | 24 | IPP CHP
54561 | Graphic Packaging International | ST-G | Natural Gas Fired Combined Cycle | 3 | IPP CHP
54562 | Longview Fibre | 4 | Wood/Wood Waste Biomass | 10 | Industrial CHP
54562 | Longview Fibre | 6 | Wood/Wood Waste Biomass | 20 | Industrial CHP
54562 | Longview Fibre | 7 | Wood/Wood Waste Biomass | 25 | Industrial CHP
54564 | General Mills Inc | GEN1 | Natural Gas Fired Combustion Turbine | 3.8 | Industrial CHP
54566 | YKK USA Chestney | BWP1 | Petroleum Liquids | 0.5 | Industrial Non-CHP
54566 | YKK USA Chestney | SEV1 | Petroleum Liquids | 0.3 | Industrial Non-CHP
54566 | YKK USA Chestney | SLD1 | Petroleum Liquids | 0.5 | Industrial Non-CHP
54567 | MM Yolo Power | 1 | Landfill Gas | 0.6 | IPP Non-CHP
54567 | MM Yolo Power | 2 | Landfill Gas | 0.6 | IPP Non-CHP
54567 | MM Yolo Power | 3 | Landfill Gas | 0.6 | IPP Non-CHP
54567 | MM Yolo Power | 4 | Landfill Gas | 0.6 | IPP Non-CHP
54567 | MM Yolo Power | 5 | Landfill Gas | 0.4 | IPP Non-CHP
54569 | Bayville Central Facility | COG1 | Other Waste Biomass | 0.3 | Commercial CHP
54569 | Bayville Central Facility | COG2 | Other Waste Biomass | 0.3 | Commercial CHP
54569 | Bayville Central Facility | COG3 | Other Waste Biomass | 0.3 | Commercial CHP
54569 | Bayville Central Facility | COG4 | Petroleum Liquids | 1.5 | Commercial CHP
54569 | Bayville Central Facility | COG5 | Petroleum Liquids | 1.5 | Commercial CHP
54569 | Bayville Central Facility | COG6 | Petroleum Liquids | 1.5 | Commercial CHP
54569 | Bayville Central Facility | COG7 | Petroleum Liquids | 1.5 | Commercial CHP
54569 | Bayville Central Facility | CPV1 | Solar Photovoltaic | 0.2 | Commercial CHP
54572 | Lochmere Hydroelectric Plant | UNT1 | Conventional Hydroelectric | 0.3 | IPP Non-CHP
54572 | Lochmere Hydroelectric Plant | UNT2 | Conventional Hydroelectric | 0.3 | IPP Non-CHP
54572 | Lochmere Hydroelectric Plant | UNT3 | Conventional Hydroelectric | 0.3 | IPP Non-CHP
54572 | Lochmere Hydroelectric Plant | UNT4 | Conventional Hydroelectric | 0.3 | IPP Non-CHP
54573 | Wappinger Falls Hydroelectric | 1 | Conventional Hydroelectric | 1 | IPP Non-CHP
54573 | Wappinger Falls Hydroelectric | 2 | Conventional Hydroelectric | 1 | IPP Non-CHP
54574 | Saranac Facility | GEN1 | Natural Gas Fired Combined Cycle | 95.2 | IPP Non-CHP
54574 | Saranac Facility | GEN2 | Natural Gas Fired Combined Cycle | 95.2 | IPP Non-CHP
54574 | Saranac Facility | GEN3 | Natural Gas Fired Combined Cycle | 95.2 | IPP Non-CHP
54578 | Glenns Ferry Cogen Facility | 1001 | Natural Gas Fired Combined Cycle | 10.4 | IPP CHP
54580 | Curtis Palmer Hydroelectric | C1 | Conventional Hydroelectric | 2.6 | IPP Non-CHP
54580 | Curtis Palmer Hydroelectric | C2 | Conventional Hydroelectric | 2.6 | IPP Non-CHP
54580 | Curtis Palmer Hydroelectric | C3 | Conventional Hydroelectric | 2.6 | IPP Non-CHP
54580 | Curtis Palmer Hydroelectric | C4 | Conventional Hydroelectric | 1 | IPP Non-CHP
54580 | Curtis Palmer Hydroelectric | C5 | Conventional Hydroelectric | 1 | IPP Non-CHP
54580 | Curtis Palmer Hydroelectric | P1 | Conventional Hydroelectric | 24.6 | IPP Non-CHP
54580 | Curtis Palmer Hydroelectric | P2 | Conventional Hydroelectric | 24.6 | IPP Non-CHP
54586 | Tanner Street Generation | TRENT | Natural Gas Fired Combined Cycle | 57.9 | IPP Non-CHP
54586 | Tanner Street Generation | VAX | Natural Gas Fired Combined Cycle | 27.1 | IPP Non-CHP
54592 | Massena Energy Facility | GEN1 | Natural Gas Fired Combined Cycle | 66.5 | IPP Non-CHP
54592 | Massena Energy Facility | GEN2 | Natural Gas Fired Combined Cycle | 35.6 | IPP Non-CHP
54592 | Massena Energy Facility | IC | Petroleum Liquids | 2 | IPP Non-CHP
54593 | Batavia Power Plant | GEN1 | Natural Gas Fired Combined Cycle | 47.7 | IPP Non-CHP
54593 | Batavia Power Plant | GEN2 | Natural Gas Fired Combined Cycle | 18.5 | IPP Non-CHP
54593 | Batavia Power Plant | GEN3 | Petroleum Liquids | 1.1 | IPP Non-CHP
54594 | University of Arizona - Biosphere 2 | G-1 | Petroleum Liquids | 1.5 | Commercial Non-CHP
54594 | University of Arizona - Biosphere 2 | G-4 | Natural Gas Internal Combustion Engine | 1.6 | Commercial Non-CHP
54604 | Warner Lambert | 016E | Petroleum Liquids | 1 | Commercial CHP
54604 | Warner Lambert | 0550 | Petroleum Liquids | 1.5 | Commercial CHP
54604 | Warner Lambert | 085-1 | Petroleum Liquids | 2.3 | Commercial CHP
54604 | Warner Lambert | 085-2 | Petroleum Liquids | 2.3 | Commercial CHP
54604 | Warner Lambert | 5164 | Natural Gas Fired Combustion Turbine | 3 | Commercial CHP
54604 | Warner Lambert | 800-1 | Petroleum Liquids | 2.3 | Commercial CHP
54605 | Pratt & Whitney | FT-8 | Natural Gas Fired Combustion Turbine | 25.8 | Industrial CHP
54607 | University of Texas at Dallas | GEN1 | Natural Gas Internal Combustion Engine | 3.5 | Commercial CHP
54618 | Ingredion Winston Salem | 7500 | Wood/Wood Waste Biomass | 7.5 | Industrial CHP
54618 | Ingredion Winston Salem | 900 | Wood/Wood Waste Biomass | 0.9 | Industrial CHP
54620 | Pinetree Power Fitchburg | NO-1 | Wood/Wood Waste Biomass | 18 | IPP Non-CHP
54623 | Central District Wastewater Treat Plant | 3A | Other Waste Biomass | 1.2 | Commercial CHP
54623 | Central District Wastewater Treat Plant | 4A | Other Waste Biomass | 1.2 | Commercial CHP
54623 | Central District Wastewater Treat Plant | 5 | Other Waste Biomass | 1.2 | Commercial CHP
54623 | Central District Wastewater Treat Plant | 6 | Other Waste Biomass | 1.2 | Commercial CHP
54624 | South District Wastewater Treatment Plt | 1A | Other Waste Biomass | 2 | Commercial CHP
54624 | South District Wastewater Treatment Plt | 2A | Other Waste Biomass | 2 | Commercial CHP
54624 | South District Wastewater Treatment Plt | 3A | Other Waste Biomass | 2 | Commercial CHP
54624 | South District Wastewater Treatment Plt | 4A | Other Waste Biomass | 2 | Commercial CHP
54625 | Covanta Plymouth Renewable Energy | TGI | Municipal Solid Waste | 32.1 | Commercial Non-CHP
54626 | Mt Poso Cogeneration | TG01 | Wood/Wood Waste Biomass | 62 | IPP CHP
54627 | Okeelanta Cogeneration | GEN1 | Other Waste Biomass | 74.9 | IPP CHP
54627 | Okeelanta Cogeneration | GEN2 | Other Waste Biomass | 54 | IPP CHP
54628 | Phelps Dodge Refining | 2607 | Natural Gas Fired Combustion Turbine | 3.5 | Industrial CHP
54628 | Phelps Dodge Refining | 2608 | Natural Gas Fired Combustion Turbine | 3.5 | Industrial CHP
54628 | Phelps Dodge Refining | 3001 | Natural Gas Fired Combustion Turbine | 4.2 | Industrial CHP
54628 | Phelps Dodge Refining | 3002 | Natural Gas Fired Combustion Turbine | 4.2 | Industrial CHP
54628 | Phelps Dodge Refining | 3003 | Natural Gas Fired Combustion Turbine | 4.2 | Industrial CHP
54630 | American Gypsum Cogeneration | D-1 | Petroleum Liquids | 1.6 | Industrial CHP
54630 | American Gypsum Cogeneration | D-2 | Petroleum Liquids | 1.6 | Industrial CHP
54630 | American Gypsum Cogeneration | T-1 | Natural Gas Fired Combustion Turbine | 2.8 | Industrial CHP
54630 | American Gypsum Cogeneration | T-2 | Natural Gas Fired Combustion Turbine | 3.6 | Industrial CHP
54634 | St Nicholas Cogen Project | SNCP | Conventional Steam Coal | 99.2 | IPP CHP
54637 | JCO Oxides Olefins Plant | GCG1 | Natural Gas Fired Combustion Turbine | 38.6 | Industrial CHP
54637 | JCO Oxides Olefins Plant | GCG2 | Natural Gas Fired Combustion Turbine | 38.6 | Industrial CHP
54638 | Johnsonburg Mill | PT1 | Wood/Wood Waste Biomass | 54 | Industrial CHP
54639 | Berlin Gorham | CAS1 | Conventional Hydroelectric | 2.4 | IPP Non-CHP
54639 | Berlin Gorham | CAS2 | Conventional Hydroelectric | 2.4 | IPP Non-CHP
54639 | Berlin Gorham | CAS3 | Conventional Hydroelectric | 3.1 | IPP Non-CHP
54639 | Berlin Gorham | GOR1 | Conventional Hydroelectric | 1.2 | IPP Non-CHP
54639 | Berlin Gorham | GOR2 | Conventional Hydroelectric | 1.2 | IPP Non-CHP
54639 | Berlin Gorham | GOR3 | Conventional Hydroelectric | 1.2 | IPP Non-CHP
54639 | Berlin Gorham | GOR4 | Conventional Hydroelectric | 1.2 | IPP Non-CHP
54639 | Berlin Gorham | RS1 | Conventional Hydroelectric | 3.8 | IPP Non-CHP
54639 | Berlin Gorham | RS3 | Conventional Hydroelectric | 4.1 | IPP Non-CHP
54639 | Berlin Gorham | SH2 | Conventional Hydroelectric | 0.9 | IPP Non-CHP
54639 | Berlin Gorham | SHL1 | Conventional Hydroelectric | 0.9 | IPP Non-CHP
54639 | Berlin Gorham | SHL3 | Conventional Hydroelectric | 1.8 | IPP Non-CHP
54639 | Berlin Gorham | SM1 | Conventional Hydroelectric | 0.8 | IPP Non-CHP
54639 | Berlin Gorham | SM2 | Conventional Hydroelectric | 0.8 | IPP Non-CHP
54639 | Berlin Gorham | SM3 | Conventional Hydroelectric | 0.7 | IPP Non-CHP
54639 | Berlin Gorham | SM4 | Conventional Hydroelectric | 0.8 | IPP Non-CHP
54639 | Berlin Gorham | XP1 | Conventional Hydroelectric | 0.6 | IPP Non-CHP
54639 | Berlin Gorham | XP2 | Conventional Hydroelectric | 0.6 | IPP Non-CHP
54639 | Berlin Gorham | XP3 | Conventional Hydroelectric | 0.6 | IPP Non-CHP
54639 | Berlin Gorham | XP4 | Conventional Hydroelectric | 0.5 | IPP Non-CHP
54639 | Berlin Gorham | XP5 | Conventional Hydroelectric | 0.7 | IPP Non-CHP
54640 | NAEA Lakewood LLC | GEN1 | Natural Gas Fired Combined Cycle | 77.9 | IPP Non-CHP
54640 | NAEA Lakewood LLC | GEN2 | Natural Gas Fired Combined Cycle | 77.9 | IPP Non-CHP
54640 | NAEA Lakewood LLC | GEN3 | Natural Gas Fired Combined Cycle | 81 | IPP Non-CHP
54646 | Kalaeloa Cogen Plant | CT1 | Petroleum Liquids | 119.2 | IPP CHP
54646 | Kalaeloa Cogen Plant | CT2 | Petroleum Liquids | 119.2 | IPP CHP
54646 | Kalaeloa Cogen Plant | ST | Petroleum Liquids | 61 | IPP CHP
54647 | TPC Windfarms LLC | EXIS | Onshore Wind Turbine | 28.7 | IPP Non-CHP
54650 | Swanmill Windfarm I | EXI2 | Onshore Wind Turbine | 9.1 | IPP Non-CHP
54650 | Swanmill Windfarm I | EXIS | Onshore Wind Turbine | 9.6 | IPP Non-CHP
54653 | Kanaka | KAN1 | Conventional Hydroelectric | 1.1 | IPP Non-CHP
54654 | Kekawaka Power House | KEK1 | Conventional Hydroelectric | 4.9 | IPP Non-CHP
54655 | Schoolfield Dam | SCH1 | Conventional Hydroelectric | 1.5 | IPP Non-CHP
54655 | Schoolfield Dam | SCH2 | Conventional Hydroelectric | 1.5 | IPP Non-CHP
54655 | Schoolfield Dam | SCH3 | Conventional Hydroelectric | 1.5 | IPP Non-CHP
54656 | International Paper Riegelwood Mill | NO 1 | Wood/Wood Waste Biomass | 7.5 | Industrial CHP
54656 | International Paper Riegelwood Mill | NO 2 | Wood/Wood Waste Biomass | 10 | Industrial CHP
54656 | International Paper Riegelwood Mill | NO3 | Wood/Wood Waste Biomass | 44 | Industrial CHP
54659 | Kankakee Gas Recovery | GEN1 | Landfill Gas | 0.8 | IPP Non-CHP
54659 | Kankakee Gas Recovery | GEN2 | Landfill Gas | 0.8 | IPP Non-CHP
54661 | Pheasant Run Landfill Gas Recovery | GE10 | Landfill Gas | 0.8 | IPP Non-CHP
54661 | Pheasant Run Landfill Gas Recovery | GE11 | Landfill Gas | 0.8 | IPP Non-CHP
54661 | Pheasant Run Landfill Gas Recovery | GEN1 | Landfill Gas | 0.8 | IPP Non-CHP
54661 | Pheasant Run Landfill Gas Recovery | GEN2 | Landfill Gas | 0.8 | IPP Non-CHP
54661 | Pheasant Run Landfill Gas Recovery | GEN3 | Landfill Gas | 0.8 | IPP Non-CHP
54661 | Pheasant Run Landfill Gas Recovery | GEN4 | Landfill Gas | 0.8 | IPP Non-CHP
54661 | Pheasant Run Landfill Gas Recovery | GEN5 | Landfill Gas | 0.8 | IPP Non-CHP
54661 | Pheasant Run Landfill Gas Recovery | GEN6 | Landfill Gas | 0.8 | IPP Non-CHP
54661 | Pheasant Run Landfill Gas Recovery | GEN7 | Landfill Gas | 0.8 | IPP Non-CHP
54661 | Pheasant Run Landfill Gas Recovery | GEN8 | Landfill Gas | 0.8 | IPP Non-CHP
54661 | Pheasant Run Landfill Gas Recovery | GEN9 | Landfill Gas | 0.8 | IPP Non-CHP
54662 | Woodland Landfill Gas Recovery | GEN1 | Landfill Gas | 0.8 | IPP Non-CHP
54662 | Woodland Landfill Gas Recovery | GEN2 | Landfill Gas | 0.8 | IPP Non-CHP
54662 | Woodland Landfill Gas Recovery | GEN3 | Landfill Gas | 1.6 | IPP Non-CHP
54662 | Woodland Landfill Gas Recovery | GEN4 | Landfill Gas | 1.6 | IPP Non-CHP
54663 | Turnkey Landfill Gas Recovery | GEN1 | Landfill Gas | 0.8 | IPP Non-CHP
54663 | Turnkey Landfill Gas Recovery | GEN2 | Landfill Gas | 0.8 | IPP Non-CHP
54663 | Turnkey Landfill Gas Recovery | GEN3 | Landfill Gas | 0.8 | IPP Non-CHP
54663 | Turnkey Landfill Gas Recovery | GEN4 | Landfill Gas | 0.8 | IPP Non-CHP
54663 | Turnkey Landfill Gas Recovery | GEN5 | Landfill Gas | 3 | IPP Non-CHP
54663 | Turnkey Landfill Gas Recovery | GEN6 | Landfill Gas | 3 | IPP Non-CHP
54665 | Steamboat II | T201 | Geothermal | 9.1 | IPP Non-CHP
54665 | Steamboat II | T202 | Geothermal | 9.1 | IPP Non-CHP
54666 | Steamboat III | T301 | Geothermal | 9.1 | IPP Non-CHP
54666 | Steamboat III | T302 | Geothermal | 9.1 | IPP Non-CHP
54667 | Chino Mines | 7 | Natural Gas Fired Combined Cycle | 16.5 | Industrial Non-CHP
54667 | Chino Mines | 9 | Natural Gas Fired Combined Cycle | 37.5 | Industrial Non-CHP
54668 | Falls River Hydro | 1 | Conventional Hydroelectric | 4.5 | IPP Non-CHP
54668 | Falls River Hydro | 2 | Conventional Hydroelectric | 4.5 | IPP Non-CHP
54674 | Ford Hydro LP | GEN1 | Conventional Hydroelectric | 0.4 | IPP Non-CHP
54674 | Ford Hydro LP | GEN2 | Conventional Hydroelectric | 0.4 | IPP Non-CHP
54674 | Ford Hydro LP | GEN3 | Conventional Hydroelectric | 0.4 | IPP Non-CHP
54675 | Spartanburg Water System | DI2 | Petroleum Liquids | 2 | Commercial Non-CHP
54675 | Spartanburg Water System | DI3 | Petroleum Liquids | 1.3 | Commercial Non-CHP
54675 | Spartanburg Water System | HG1 | Conventional Hydroelectric | 0.5 | Commercial Non-CHP
54675 | Spartanburg Water System | HG2 | Conventional Hydroelectric | 0.5 | Commercial Non-CHP
54676 | Oyster Creek Unit VIII | G81 | Natural Gas Fired Combined Cycle | 99 | IPP CHP
54676 | Oyster Creek Unit VIII | G82 | Natural Gas Fired Combined Cycle | 99 | IPP CHP
54676 | Oyster Creek Unit VIII | G83 | Natural Gas Fired Combined Cycle | 99 | IPP CHP
54676 | Oyster Creek Unit VIII | G84 | Natural Gas Fired Combined Cycle | 200.9 | IPP CHP
54677 | CII Carbon LLC | TG-2 | All Other | 23 | Industrial CHP
54677 | CII Carbon LLC | TG-3 | All Other | 23 | Industrial CHP
54678 | Sidney A Murray Jr Hydroelectric | 01 | Conventional Hydroelectric | 24 | IPP Non-CHP
54678 | Sidney A Murray Jr Hydroelectric | 02 | Conventional Hydroelectric | 24 | IPP Non-CHP
54678 | Sidney A Murray Jr Hydroelectric | 03 | Conventional Hydroelectric | 24 | IPP Non-CHP
54678 | Sidney A Murray Jr Hydroelectric | 04 | Conventional Hydroelectric | 24 | IPP Non-CHP
54678 | Sidney A Murray Jr Hydroelectric | 05 | Conventional Hydroelectric | 24 | IPP Non-CHP
54678 | Sidney A Murray Jr Hydroelectric | 06 | Conventional Hydroelectric | 24 | IPP Non-CHP
54678 | Sidney A Murray Jr Hydroelectric | 07 | Conventional Hydroelectric | 24 | IPP Non-CHP
54678 | Sidney A Murray Jr Hydroelectric | 08 | Conventional Hydroelectric | 24 | IPP Non-CHP
54679 | Boulder City Lakewood Hydro | 0001 | Conventional Hydroelectric | 3.5 | IPP Non-CHP
54680 | Boulder City Betasso Hydro Plant | 0001 | Conventional Hydroelectric | 3 | IPP Non-CHP
54681 | Difwind Farms Ltd I | EXIS | Onshore Wind Turbine | 7.3 | IPP Non-CHP
54682 | Difwind Farms Ltd II | EXIS | Onshore Wind Turbine | 5.5 | IPP Non-CHP
54685 | Difwind Farms Ltd V | EXIS | Onshore Wind Turbine | 11.7 | IPP Non-CHP
54688 | Thundermist Hydro | HYD1 | Conventional Hydroelectric | 1.2 | IPP Non-CHP
54689 | Heber Geothermal | 1 | Geothermal | 52 | IPP Non-CHP
54689 | Heber Geothermal | 2 | Geothermal | 7 | IPP Non-CHP
54689 | Heber Geothermal | 3 | Geothermal | 3.5 | IPP Non-CHP
54690 | Amalgamated Sugar LLC Nampa | 2250 | Natural Gas Steam Turbine | 2.2 | Industrial CHP
54690 | Amalgamated Sugar LLC Nampa | 500 | Natural Gas Steam Turbine | 0.5 | Industrial CHP
54690 | Amalgamated Sugar LLC Nampa | 6500 | Natural Gas Steam Turbine | 6 | Industrial CHP
54691 | Lower Beaver Falls Project | 2G | Conventional Hydroelectric | 0.5 | IPP Non-CHP
54691 | Lower Beaver Falls Project | 3G | Conventional Hydroelectric | 0.5 | IPP Non-CHP
54693 | York Generation Company LLC | GT#1 | Natural Gas Fired Combined Cycle | 8.3 | IPP Non-CHP
54693 | York Generation Company LLC | GT#2 | Natural Gas Fired Combined Cycle | 8.3 | IPP Non-CHP
54693 | York Generation Company LLC | GT#5 | Natural Gas Fired Combined Cycle | 8.3 | IPP Non-CHP
54693 | York Generation Company LLC | GT#6 | Natural Gas Fired Combined Cycle | 8.3 | IPP Non-CHP
54693 | York Generation Company LLC | ST#1 | Natural Gas Fired Combined Cycle | 9.5 | IPP Non-CHP
54693 | York Generation Company LLC | ST#2 | Natural Gas Fired Combined Cycle | 9.5 | IPP Non-CHP
54694 | Yuma Cogeneration Associates | GEN1 | Natural Gas Fired Combined Cycle | 44.1 | IPP CHP
54694 | Yuma Cogeneration Associates | GEN2 | Natural Gas Fired Combined Cycle | 18.5 | IPP CHP
54700 | Metro Methane Recovery Facility | GEN1 | Landfill Gas | 0.8 | IPP Non-CHP
54700 | Metro Methane Recovery Facility | GEN10 | Landfill Gas | 1.6 | IPP Non-CHP
54700 | Metro Methane Recovery Facility | GEN11 | Landfill Gas | 1.6 | IPP Non-CHP
54700 | Metro Methane Recovery Facility | GEN12 | Landfill Gas | 1.6 | IPP Non-CHP
54700 | Metro Methane Recovery Facility | GEN2 | Landfill Gas | 0.8 | IPP Non-CHP
54700 | Metro Methane Recovery Facility | GEN3 | Landfill Gas | 0.8 | IPP Non-CHP
54700 | Metro Methane Recovery Facility | GEN4 | Landfill Gas | 0.8 | IPP Non-CHP
54700 | Metro Methane Recovery Facility | GEN5 | Landfill Gas | 0.8 | IPP Non-CHP
54700 | Metro Methane Recovery Facility | GEN6 | Landfill Gas | 0.8 | IPP Non-CHP
54700 | Metro Methane Recovery Facility | GEN7 | Landfill Gas | 0.8 | IPP Non-CHP
54700 | Metro Methane Recovery Facility | GEN8 | Landfill Gas | 0.8 | IPP Non-CHP
54705 | Toca Plant | EG-1 | Natural Gas Internal Combustion Engine | 0.8 | Industrial Non-CHP
54705 | Toca Plant | EG-3 | Natural Gas Internal Combustion Engine | 0.8 | Industrial Non-CHP
54705 | Toca Plant | EG-4 | Natural Gas Internal Combustion Engine | 0.7 | Industrial Non-CHP
54705 | Toca Plant | EG2A | Natural Gas Internal Combustion Engine | 0.5 | Industrial Non-CHP
54707 | Hunterdon Cogen Facility | 1 | Natural Gas Fired Combustion Turbine | 4.1 | Commercial CHP
54710 | Alliant SBD 9205 A Y McDonald | 0001 | Petroleum Liquids | 1.5 | IPP Non-CHP
54710 | Alliant SBD 9205 A Y McDonald | 0002 | Petroleum Liquids | 1.6 | IPP Non-CHP
54710 | Alliant SBD 9205 A Y McDonald | 0003 | Petroleum Liquids | 0.5 | IPP Non-CHP
54712 | Alliant SBD 9201 Norplex | 0002 | Petroleum Liquids | 1 | IPP Non-CHP
54712 | Alliant SBD 9201 Norplex | 0044 | Petroleum Liquids | 1.1 | IPP Non-CHP
54714 | Alliant SBD 8501 Aegon LI | 1265 | Petroleum Liquids | 1 | IPP Non-CHP
54714 | Alliant SBD 8501 Aegon LI | 1270 | Petroleum Liquids | 1 | IPP Non-CHP
54714 | Alliant SBD 8501 Aegon LI | 1794 | Petroleum Liquids | 1.1 | IPP Non-CHP
54715 | Alliant SBD 9107 JBS USA | 2665 | Petroleum Liquids | 1.6 | IPP Non-CHP
54715 | Alliant SBD 9107 JBS USA | 2688 | Petroleum Liquids | 1.6 | IPP Non-CHP
54715 | Alliant SBD 9107 JBS USA | 2689 | Petroleum Liquids | 1.6 | IPP Non-CHP
54715 | Alliant SBD 9107 JBS USA | 4644 | Petroleum Liquids | 1.6 | IPP Non-CHP
54715 | Alliant SBD 9107 JBS USA | 4658 | Petroleum Liquids | 1.6 | IPP Non-CHP
54715 | Alliant SBD 9107 JBS USA | 4659 | Petroleum Liquids | 1.6 | IPP Non-CHP
54715 | Alliant SBD 9107 JBS USA | 4660 | Petroleum Liquids | 1.8 | IPP Non-CHP
54716 | Alliant SBD 8602 Marion Sub | 1536 | Petroleum Liquids | 1.5 | IPP Non-CHP
54716 | Alliant SBD 8602 Marion Sub | 2734 | Petroleum Liquids | 1.5 | IPP Non-CHP
54716 | Alliant SBD 8602 Marion Sub | 2741 | Petroleum Liquids | 1.1 | IPP Non-CHP
54716 | Alliant SBD 8602 Marion Sub | 2785 | Petroleum Liquids | 1.5 | IPP Non-CHP
54717 | Alliant SBD 9106 Rockwell CR | 2671 | Petroleum Liquids | 1.6 | IPP Non-CHP
54717 | Alliant SBD 9106 Rockwell CR | 2672 | Petroleum Liquids | 1.6 | IPP Non-CHP
54717 | Alliant SBD 9106 Rockwell CR | 2675 | Petroleum Liquids | 1.6 | IPP Non-CHP
54717 | Alliant SBD 9106 Rockwell CR | 2678 | Petroleum Liquids | 1.6 | IPP Non-CHP
54717 | Alliant SBD 9106 Rockwell CR | 2679 | Petroleum Liquids | 1.6 | IPP Non-CHP
54717 | Alliant SBD 9106 Rockwell CR | 2682 | Petroleum Liquids | 1.6 | IPP Non-CHP
54717 | Alliant SBD 9106 Rockwell CR | 2683 | Petroleum Liquids | 1.6 | IPP Non-CHP
54717 | Alliant SBD 9106 Rockwell CR | 2684 | Petroleum Liquids | 1.6 | IPP Non-CHP
54717 | Alliant SBD 9106 Rockwell CR | 2685 | Petroleum Liquids | 1.6 | IPP Non-CHP
54717 | Alliant SBD 9106 Rockwell CR | 2690 | Petroleum Liquids | 1.6 | IPP Non-CHP
54718 | Alliant SBD 9206 Donaldson | 4632 | Petroleum Liquids | 1.6 | IPP Non-CHP
54719 | Alliant SBD 9203 Profol | 6916 | Petroleum Liquids | 1.8 | IPP Non-CHP
54719 | Alliant SBD 9203 Profol | 6917 | Petroleum Liquids | 1.8 | IPP Non-CHP
54719 | Alliant SBD 9203 Profol | 6918 | Petroleum Liquids | 2 | IPP Non-CHP
54720 | Alliant SBD 8601 Quad Graphics | 2736 | Petroleum Liquids | 1.5 | IPP Non-CHP
54720 | Alliant SBD 8601 Quad Graphics | 3489 | Petroleum Liquids | 1 | IPP Non-CHP
54720 | Alliant SBD 8601 Quad Graphics | 7164 | Petroleum Liquids | 1.1 | IPP Non-CHP
54721 | Warm Springs Power Enterprises | 0001 | Conventional Hydroelectric | 19.6 | IPP Non-CHP
54723 | I 95 Landfill Phase II | UNT1 | Landfill Gas | 0.8 | IPP Non-CHP
54723 | I 95 Landfill Phase II | UNT2 | Landfill Gas | 0.8 | IPP Non-CHP
54723 | I 95 Landfill Phase II | UNT3 | Landfill Gas | 0.8 | IPP Non-CHP
54723 | I 95 Landfill Phase II | UNT4 | Landfill Gas | 0.8 | IPP Non-CHP
54724 | Ormesa II | OEC21 | Geothermal | 12 | IPP Non-CHP
54724 | Ormesa II | OEC22 | Geothermal | 12 | IPP Non-CHP
54729 | Taylor Draw Hydroelectric Facility | COX1 | Conventional Hydroelectric | 2.3 | IPP Non-CHP
54730 | Yellowhammer Gas Plant | 701 | Natural Gas Fired Combustion Turbine | 3.4 | Industrial Non-CHP
54731 | Hendricks Regional Health | GE06 | Petroleum Liquids | 1 | Commercial Non-CHP
54731 | Hendricks Regional Health | GEO1 | Petroleum Liquids | 0.5 | Commercial Non-CHP
54731 | Hendricks Regional Health | GEO2 | Petroleum Liquids | 0.5 | Commercial Non-CHP
54731 | Hendricks Regional Health | GEO3 | Petroleum Liquids | 0.3 | Commercial Non-CHP
54731 | Hendricks Regional Health | GEO4 | Petroleum Liquids | 1 | Commercial Non-CHP
54731 | Hendricks Regional Health | GEO5 | Petroleum Liquids | 1 | Commercial Non-CHP
54734 | Freeport McMoRan | 1 | Petroleum Liquids | 3 | Industrial Non-CHP
54734 | Freeport McMoRan | 10 | Petroleum Liquids | 3 | Industrial Non-CHP
54734 | Freeport McMoRan | 11 | Petroleum Liquids | 3 | Industrial Non-CHP
54734 | Freeport McMoRan | 12 | Petroleum Liquids | 3 | Industrial Non-CHP
54734 | Freeport McMoRan | 13 | Petroleum Liquids | 3 | Industrial Non-CHP
54734 | Freeport McMoRan | 14 | Petroleum Liquids | 3 | Industrial Non-CHP
54734 | Freeport McMoRan | 15 | Petroleum Liquids | 3.1 | Industrial Non-CHP
54734 | Freeport McMoRan | 2 | Petroleum Liquids | 3 | Industrial Non-CHP
54734 | Freeport McMoRan | 3 | Petroleum Liquids | 3.1 | Industrial Non-CHP
54734 | Freeport McMoRan | 4 | Petroleum Liquids | 3.1 | Industrial Non-CHP
54734 | Freeport McMoRan | 5 | Petroleum Liquids | 3 | Industrial Non-CHP
54734 | Freeport McMoRan | 6 | Petroleum Liquids | 3 | Industrial Non-CHP
54734 | Freeport McMoRan | 7 | Petroleum Liquids | 3.1 | Industrial Non-CHP
54734 | Freeport McMoRan | 8 | Petroleum Liquids | 3 | Industrial Non-CHP
54734 | Freeport McMoRan | 9 | Petroleum Liquids | 3 | Industrial Non-CHP
54735 | Alliant SBD 9301 Prairie Farms | 0079 | Petroleum Liquids | 1.8 | IPP Non-CHP
54735 | Alliant SBD 9301 Prairie Farms | 0080 | Petroleum Liquids | 1.1 | IPP Non-CHP
54744 | District 70 Transco Gas Pipe Line | 001 | All Other | 0.8 | Commercial Non-CHP
54744 | District 70 Transco Gas Pipe Line | 002 | All Other | 0.8 | Commercial Non-CHP
54746 | Wheelabrator Falls | WFI1 | Municipal Solid Waste | 53.3 | IPP Non-CHP
54748 | Port Neches Plant | G1 | Natural Gas Fired Combustion Turbine | 38 | Industrial CHP
54749 | Goal Line LP | CTG | Natural Gas Fired Combined Cycle | 41.2 | IPP CHP
54749 | Goal Line LP | STG | Natural Gas Fired Combined Cycle | 10.2 | IPP CHP
54750 | Coram Tehachapi | VW1 | Onshore Wind Turbine | 6.5 | IPP Non-CHP
54751 | Genesee Power Station LP | GEN1 | Wood/Wood Waste Biomass | 39.5 | IPP Non-CHP
54752 | Weyerhaeuser Pine Hill Operations | NO1 | Wood/Wood Waste Biomass | 40 | Industrial CHP
54752 | Weyerhaeuser Pine Hill Operations | NO2 | Wood/Wood Waste Biomass | 37.4 | Industrial CHP
54753 | Lateral 10 Ventures | GEN1 | Conventional Hydroelectric | 2.4 | IPP Non-CHP
54755 | Roanoke Valley Energy Facility II | GEN2 | Conventional Steam Coal | 57.8 | IPP CHP
54756 | Ottawa Generating Station | 3-1 | Landfill Gas | 0.8 | IPP Non-CHP
54756 | Ottawa Generating Station | 3-2 | Landfill Gas | 0.8 | IPP Non-CHP
54756 | Ottawa Generating Station | 3-3 | Landfill Gas | 0.8 | IPP Non-CHP
54756 | Ottawa Generating Station | 3-4 | Landfill Gas | 0.8 | IPP Non-CHP
54756 | Ottawa Generating Station | 3-5 | Landfill Gas | 0.8 | IPP Non-CHP
54756 | Ottawa Generating Station | 3-6 | Landfill Gas | 0.8 | IPP Non-CHP
54756 | Ottawa Generating Station | 3-7 | Landfill Gas | 1.6 | IPP Non-CHP
54757 | Grand Blanc Generating Station | 4-1 | Landfill Gas | 0.8 | IPP Non-CHP
54757 | Grand Blanc Generating Station | 4-2 | Landfill Gas | 0.8 | IPP Non-CHP
54757 | Grand Blanc Generating Station | 4-3 | Landfill Gas | 0.8 | IPP Non-CHP
54757 | Grand Blanc Generating Station | 4-4 | Landfill Gas | 0.8 | IPP Non-CHP
54757 | Grand Blanc Generating Station | 4-5 | Landfill Gas | 0.8 | IPP Non-CHP
54757 | Grand Blanc Generating Station | 4-7 | Landfill Gas | 1.6 | IPP Non-CHP
54757 | Grand Blanc Generating Station | 4-8 | Landfill Gas | 1.6 | IPP Non-CHP
54757 | Grand Blanc Generating Station | CIB | Landfill Gas | 0.6 | IPP Non-CHP
54758 | Wheelabrator Lisbon | GEN1 | Municipal Solid Waste | 14.6 | IPP Non-CHP
54761 | Hermiston Generating Plant | GEN1 | Natural Gas Fired Combined Cycle | 106.1 | IPP CHP
54761 | Hermiston Generating Plant | GEN2 | Natural Gas Fired Combined Cycle | 204.5 | IPP CHP
54761 | Hermiston Generating Plant | GEN3 | Natural Gas Fired Combined Cycle | 106.1 | IPP CHP
54761 | Hermiston Generating Plant | GEN4 | Natural Gas Fired Combined Cycle | 204.5 | IPP CHP
54763 | Rock-Tenn Mill | 2TG | Wood/Wood Waste Biomass | 12.5 | Industrial CHP
54763 | Rock-Tenn Mill | 4TG | Wood/Wood Waste Biomass | 42.5 | Industrial CHP
54766 | Boydton Plank Road Cogen Plant | GEN1 | Petroleum Liquids | 0.3 | IPP Non-CHP
54766 | Boydton Plank Road Cogen Plant | GEN10 | Petroleum Liquids | 0.3 | IPP Non-CHP
54766 | Boydton Plank Road Cogen Plant | GEN11 | Petroleum Liquids | 0.3 | IPP Non-CHP
54766 | Boydton Plank Road Cogen Plant | GEN12 | Petroleum Liquids | 0.3 | IPP Non-CHP
54766 | Boydton Plank Road Cogen Plant | GEN13 | Petroleum Liquids | 0.3 | IPP Non-CHP
54766 | Boydton Plank Road Cogen Plant | GEN14 | Petroleum Liquids | 0.3 | IPP Non-CHP
54766 | Boydton Plank Road Cogen Plant | GEN15 | Petroleum Liquids | 0.3 | IPP Non-CHP
54766 | Boydton Plank Road Cogen Plant | GEN16 | Petroleum Liquids | 0.3 | IPP Non-CHP
54766 | Boydton Plank Road Cogen Plant | GEN17 | Petroleum Liquids | 0.3 | IPP Non-CHP
54766 | Boydton Plank Road Cogen Plant | GEN18 | Petroleum Liquids | 0.3 | IPP Non-CHP
54766 | Boydton Plank Road Cogen Plant | GEN19 | Petroleum Liquids | 0.3 | IPP Non-CHP
54766 | Boydton Plank Road Cogen Plant | GEN2 | Petroleum Liquids | 0.3 | IPP Non-CHP
54766 | Boydton Plank Road Cogen Plant | GEN20 | Petroleum Liquids | 0.3 | IPP Non-CHP
54766 | Boydton Plank Road Cogen Plant | GEN21 | Petroleum Liquids | 0.3 | IPP Non-CHP
54766 | Boydton Plank Road Cogen Plant | GEN22 | Petroleum Liquids | 0.3 | IPP Non-CHP
54766 | Boydton Plank Road Cogen Plant | GEN23 | Petroleum Liquids | 0.3 | IPP Non-CHP
54766 | Boydton Plank Road Cogen Plant | GEN24 | Petroleum Liquids | 0.3 | IPP Non-CHP
54766 | Boydton Plank Road Cogen Plant | GEN25 | Petroleum Liquids | 0.3 | IPP Non-CHP
54766 | Boydton Plank Road Cogen Plant | GEN26 | Petroleum Liquids | 0.3 | IPP Non-CHP
54766 | Boydton Plank Road Cogen Plant | GEN27 | Petroleum Liquids | 0.3 | IPP Non-CHP
54766 | Boydton Plank Road Cogen Plant | GEN28 | Petroleum Liquids | 0.3 | IPP Non-CHP
54766 | Boydton Plank Road Cogen Plant | GEN29 | Petroleum Liquids | 0.3 | IPP Non-CHP
54766 | Boydton Plank Road Cogen Plant | GEN3 | Petroleum Liquids | 0.3 | IPP Non-CHP
54766 | Boydton Plank Road Cogen Plant | GEN30 | Petroleum Liquids | 0.3 | IPP Non-CHP
54766 | Boydton Plank Road Cogen Plant | GEN31 | Petroleum Liquids | 0.3 | IPP Non-CHP
54766 | Boydton Plank Road Cogen Plant | GEN32 | Petroleum Liquids | 0.3 | IPP Non-CHP
54766 | Boydton Plank Road Cogen Plant | GEN33 | Petroleum Liquids | 0.3 | IPP Non-CHP
54766 | Boydton Plank Road Cogen Plant | GEN34 | Petroleum Liquids | 0.3 | IPP Non-CHP
54766 | Boydton Plank Road Cogen Plant | GEN4 | Petroleum Liquids | 0.3 | IPP Non-CHP
54766 | Boydton Plank Road Cogen Plant | GEN5 | Petroleum Liquids | 0.3 | IPP Non-CHP
54766 | Boydton Plank Road Cogen Plant | GEN6 | Petroleum Liquids | 0.3 | IPP Non-CHP
54766 | Boydton Plank Road Cogen Plant | GEN7 | Petroleum Liquids | 0.3 | IPP Non-CHP
54766 | Boydton Plank Road Cogen Plant | GEN8 | Petroleum Liquids | 0.3 | IPP Non-CHP
54766 | Boydton Plank Road Cogen Plant | GEN9 | Petroleum Liquids | 0.3 | IPP Non-CHP
54768 | Live Oak Limited | GEN1 | Natural Gas Fired Combustion Turbine | 46 | IPP CHP
54769 | NYU Luthern Medical Center | GEN1 | Natural Gas Internal Combustion Engine | 0.8 | Commercial CHP
54769 | NYU Luthern Medical Center | GEN2 | Natural Gas Internal Combustion Engine | 0.8 | Commercial CHP
54769 | NYU Luthern Medical Center | GEN3 | Petroleum Liquids | 1.5 | Commercial CHP
54769 | NYU Luthern Medical Center | GEN4 | Petroleum Liquids | 1.5 | Commercial CHP
54772 | South Glens Falls Hydroelectric | GEN1 | Conventional Hydroelectric | 6.9 | IPP Non-CHP
54772 | South Glens Falls Hydroelectric | GEN2 | Conventional Hydroelectric | 6.9 | IPP Non-CHP
54775 | University of Iowa Main Power Plant | DG7 | Petroleum Liquids | 1.7 | Commercial CHP
54775 | University of Iowa Main Power Plant | GEN1 | Conventional Steam Coal | 3 | Commercial CHP
54775 | University of Iowa Main Power Plant | GEN10 | Natural Gas Internal Combustion Engine | 2 | Commercial CHP
54775 | University of Iowa Main Power Plant | GEN2 | Conventional Steam Coal | 3 | Commercial CHP
54775 | University of Iowa Main Power Plant | GEN6 | Conventional Steam Coal | 15 | Commercial CHP
54775 | University of Iowa Main Power Plant | GEN7 | Natural Gas Internal Combustion Engine | 2 | Commercial CHP
54775 | University of Iowa Main Power Plant | GEN8 | Natural Gas Internal Combustion Engine | 2 | Commercial CHP
54775 | University of Iowa Main Power Plant | GEN9 | Natural Gas Internal Combustion Engine | 2 | Commercial CHP
54779 | Oklahoma State University | GEN1 | Natural Gas Steam Turbine | 1.5 | Commercial CHP
54779 | Oklahoma State University | GEN2 | Natural Gas Steam Turbine | 1.5 | Commercial CHP
54779 | Oklahoma State University | GEN4 | Natural Gas Steam Turbine | 5 | Commercial CHP
54780 | University of Illinois Abbott Power Plt | T1 | Natural Gas Steam Turbine | 3 | Commercial CHP
54780 | University of Illinois Abbott Power Plt | T10 | Natural Gas Steam Turbine | 12.5 | Commercial CHP
54780 | University of Illinois Abbott Power Plt | T11 | Natural Gas Steam Turbine | 12.5 | Commercial CHP
54780 | University of Illinois Abbott Power Plt | T12 | Natural Gas Steam Turbine | 7 | Commercial CHP
54780 | University of Illinois Abbott Power Plt | T2 | Natural Gas Steam Turbine | 3 | Commercial CHP
54780 | University of Illinois Abbott Power Plt | T3 | Natural Gas Steam Turbine | 3 | Commercial CHP
54780 | University of Illinois Abbott Power Plt | T4 | Natural Gas Steam Turbine | 3 | Commercial CHP
54780 | University of Illinois Abbott Power Plt | T6 | Natural Gas Steam Turbine | 7.5 | Commercial CHP
54780 | University of Illinois Abbott Power Plt | T7 | Natural Gas Steam Turbine | 7.5 | Commercial CHP
54780 | University of Illinois Abbott Power Plt | T8 | Natural Gas Fired Combustion Turbine | 13 | Commercial CHP
54780 | University of Illinois Abbott Power Plt | T9 | Natural Gas Fired Combustion Turbine | 13 | Commercial CHP
54781 | Suffolk Energy Partners LP | SU1 | Landfill Gas | 0.8 | IPP Non-CHP
54781 | Suffolk Energy Partners LP | SU2 | Landfill Gas | 0.8 | IPP Non-CHP
54781 | Suffolk Energy Partners LP | SU3 | Landfill Gas | 0.8 | IPP Non-CHP
54781 | Suffolk Energy Partners LP | SU4 | Landfill Gas | 0.8 | IPP Non-CHP
54782 | Seneca Energy | GE10 | Landfill Gas | 0.8 | IPP Non-CHP
54782 | Seneca Energy | GE11 | Landfill Gas | 0.8 | IPP Non-CHP
54782 | Seneca Energy | GE12 | Landfill Gas | 0.8 | IPP Non-CHP
54782 | Seneca Energy | GE13 | Landfill Gas | 0.8 | IPP Non-CHP
54782 | Seneca Energy | GE14 | Landfill Gas | 0.8 | IPP Non-CHP
54782 | Seneca Energy | GE15 | Landfill Gas | 1.6 | IPP Non-CHP
54782 | Seneca Energy | GE16 | Landfill Gas | 1.6 | IPP Non-CHP
54782 | Seneca Energy | GE17 | Landfill Gas | 1.6 | IPP Non-CHP
54782 | Seneca Energy | GE18 | Landfill Gas | 1.6 | IPP Non-CHP
54782 | Seneca Energy | GEN1 | Landfill Gas | 0.8 | IPP Non-CHP
54782 | Seneca Energy | GEN2 | Landfill Gas | 0.8 | IPP Non-CHP
54782 | Seneca Energy | GEN3 | Landfill Gas | 0.8 | IPP Non-CHP
54782 | Seneca Energy | GEN4 | Landfill Gas | 0.8 | IPP Non-CHP
54782 | Seneca Energy | GEN5 | Landfill Gas | 0.8 | IPP Non-CHP
54782 | Seneca Energy | GEN6 | Landfill Gas | 0.8 | IPP Non-CHP
54782 | Seneca Energy | GEN7 | Landfill Gas | 0.8 | IPP Non-CHP
54782 | Seneca Energy | GEN8 | Landfill Gas | 0.8 | IPP Non-CHP
54782 | Seneca Energy | GEN9 | Landfill Gas | 0.8 | IPP Non-CHP
54785 | Grays Ferry Cogeneration | GEN1 | Natural Gas Fired Combined Cycle | 57.6 | IPP CHP
54785 | Grays Ferry Cogeneration | GEN2 | Natural Gas Fired Combined Cycle | 135 | IPP CHP
54788 | Evanston Township High School | GEN1 | Natural Gas Internal Combustion Engine | 0.8 | Commercial Non-CHP
54788 | Evanston Township High School | GEN2 | Natural Gas Internal Combustion Engine | 0.8 | Commercial Non-CHP
54788 | Evanston Township High School | GEN3 | Natural Gas Internal Combustion Engine | 0.8 | Commercial Non-CHP
54789 | Georgia-Pacific Brewton Mill | 1TG | Wood/Wood Waste Biomass | 12.5 | Industrial CHP
54789 | Georgia-Pacific Brewton Mill | 2TG | Wood/Wood Waste Biomass | 12.5 | Industrial CHP
54789 | Georgia-Pacific Brewton Mill | 3TG | Wood/Wood Waste Biomass | 15.9 | Industrial CHP
54790 | CSL Behring LLC | GEN1 | Natural Gas Fired Combustion Turbine | 4.2 | Industrial CHP
54793 | Storm Lake 1 | 2 | Onshore Wind Turbine | 0.7 | IPP Non-CHP
54793 | Storm Lake 1 | 3 | Onshore Wind Turbine | 0.7 | IPP Non-CHP
54793 | Storm Lake 1 | EXIS | Onshore Wind Turbine | 112.5 | IPP Non-CHP
54795 | Domino Sugar Baltimore | GEN1 | Natural Gas Steam Turbine | 5 | Industrial CHP
54795 | Domino Sugar Baltimore | GEN2 | Natural Gas Steam Turbine | 2.5 | Industrial CHP
54795 | Domino Sugar Baltimore | GEN4 | Natural Gas Steam Turbine | 10 | Industrial CHP
54800 | Saint Agnes Medical Center | 9911 | Natural Gas Fired Combustion Turbine | 3.5 | Commercial CHP
54800 | Saint Agnes Medical Center | 9929 | Natural Gas Fired Combustion Turbine | 3.5 | Commercial CHP
54801 | Avalon/Mayo Hydropower | GEN1 | Conventional Hydroelectric | 0.8 | Commercial Non-CHP
54801 | Avalon/Mayo Hydropower | GEN2 | Conventional Hydroelectric | 0.3 | Commercial Non-CHP
54801 | Avalon/Mayo Hydropower | GEN3 | Conventional Hydroelectric | 0.1 | Commercial Non-CHP
54802 | Mead Coated Board | GEN1 | Wood/Wood Waste Biomass | 32 | Industrial CHP
54802 | Mead Coated Board | GEN2 | Wood/Wood Waste Biomass | 55.5 | Industrial CHP
54802 | Mead Coated Board | GEN3 | Natural Gas Fired Combustion Turbine | 25 | Industrial CHP
54803 | Plymouth State College Cogeneration | A | Petroleum Liquids | 1.2 | Commercial CHP
54803 | Plymouth State College Cogeneration | B | Petroleum Liquids | 1.6 | Commercial CHP
54805 | Milford Power LP | GT-1 | Natural Gas Fired Combined Cycle | 128.9 | IPP Non-CHP
54805 | Milford Power LP | ST-1 | Natural Gas Fired Combined Cycle | 49.1 | IPP Non-CHP
54808 | New York University Central Plant | D2 | Petroleum Liquids | 0.8 | Commercial CHP
54808 | New York University Central Plant | D3 | Petroleum Liquids | 0.8 | Commercial CHP
54808 | New York University Central Plant | D4 | Petroleum Liquids | 0.8 | Commercial CHP
54808 | New York University Central Plant | D5 | Petroleum Liquids | 0.8 | Commercial CHP
54808 | New York University Central Plant | D6 | Petroleum Liquids | 0.8 | Commercial CHP
54808 | New York University Central Plant | D7 | Petroleum Liquids | 0.8 | Commercial CHP
54808 | New York University Central Plant | DI | Petroleum Liquids | 0.8 | Commercial CHP
54808 | New York University Central Plant | GT1 | Natural Gas Fired Combined Cycle | 5.5 | Commercial CHP
54808 | New York University Central Plant | GT2 | Natural Gas Fired Combined Cycle | 5.5 | Commercial CHP
54808 | New York University Central Plant | T1 | Natural Gas Fired Combined Cycle | 2.4 | Commercial CHP
54809 | University of Washington Power Plant | DG3 | Petroleum Liquids | 2 | Commercial CHP
54809 | University of Washington Power Plant | DG4 | Petroleum Liquids | 2 | Commercial CHP
54809 | University of Washington Power Plant | DG5 | Petroleum Liquids | 2 | Commercial CHP
54809 | University of Washington Power Plant | DG6 | Petroleum Liquids | 2 | Commercial CHP
54809 | University of Washington Power Plant | DG7 | Petroleum Liquids | 2 | Commercial CHP
54809 | University of Washington Power Plant | TG2 | Natural Gas Steam Turbine | 5 | Commercial CHP
54812 | Mile 28 Water Power Project | 1 | Conventional Hydroelectric | 0.7 | IPP Non-CHP
54812 | Mile 28 Water Power Project | 2 | Conventional Hydroelectric | 0.7 | IPP Non-CHP
54813 | Shepherd Center | 1 | Petroleum Liquids | 0.6 | IPP Non-CHP
54813 | Shepherd Center | 2 | Petroleum Liquids | 0.6 | IPP Non-CHP
54813 | Shepherd Center | 3 | Petroleum Liquids | 0.2 | IPP Non-CHP
54813 | Shepherd Center | 4 | Petroleum Liquids | 0.3 | IPP Non-CHP
54813 | Shepherd Center | 5 | Petroleum Liquids | 0.6 | IPP Non-CHP
54813 | Shepherd Center | 6 | Petroleum Liquids | 0.6 | IPP Non-CHP
54816 | Riverwood 100 Building | 11KT | Petroleum Liquids | 1.1 | Commercial Non-CHP
54817 | Johnson County | GT-1 | Natural Gas Fired Combined Cycle | 178.2 | Electric Utility
54817 | Johnson County | ST-1 | Natural Gas Fired Combined Cycle | 104.4 | Electric Utility
54818 | 191 Peachtree Tower | GEN1 | Petroleum Liquids | 1.2 | Commercial Non-CHP
54818 | 191 Peachtree Tower | GEN2 | Petroleum Liquids | 1.2 | Commercial Non-CHP
54823 | Smithfield Farmland Corp Bladen | GEN1 | Petroleum Liquids | 1.5 | Industrial Non-CHP
54823 | Smithfield Farmland Corp Bladen | GEN2 | Petroleum Liquids | 1.5 | Industrial Non-CHP
54823 | Smithfield Farmland Corp Bladen | GEN3 | Petroleum Liquids | 1.5 | Industrial Non-CHP
54823 | Smithfield Farmland Corp Bladen | GEN4 | Petroleum Liquids | 1.5 | Industrial Non-CHP
54823 | Smithfield Farmland Corp Bladen | GEN5 | Petroleum Liquids | 1.5 | Industrial Non-CHP
54823 | Smithfield Farmland Corp Bladen | GEN6 | Petroleum Liquids | 1.5 | Industrial Non-CHP
54823 | Smithfield Farmland Corp Bladen | GEN7 | Petroleum Liquids | 1.5 | Industrial Non-CHP
54823 | Smithfield Farmland Corp Bladen | GEN8 | Petroleum Liquids | 1.5 | Industrial Non-CHP
54823 | Smithfield Farmland Corp Bladen | GEN9 | Petroleum Liquids | 1.5 | Industrial Non-CHP
54823 | Smithfield Farmland Corp Bladen | GN10 | Petroleum Liquids | 1.5 | Industrial Non-CHP
54823 | Smithfield Farmland Corp Bladen | GN11 | Petroleum Liquids | 1.5 | Industrial Non-CHP
54823 | Smithfield Farmland Corp Bladen | GN12 | Petroleum Liquids | 1.5 | Industrial Non-CHP
54823 | Smithfield Farmland Corp Bladen | GN13 | Petroleum Liquids | 1.5 | Industrial Non-CHP
54823 | Smithfield Farmland Corp Bladen | GN14 | Petroleum Liquids | 1.5 | Industrial Non-CHP
54823 | Smithfield Farmland Corp Bladen | GN15 | Petroleum Liquids | 1.5 | Industrial Non-CHP
54823 | Smithfield Farmland Corp Bladen | GN16 | Petroleum Liquids | 1.5 | Industrial Non-CHP
54823 | Smithfield Farmland Corp Bladen | GN17 | Petroleum Liquids | 1.5 | Industrial Non-CHP
54823 | Smithfield Farmland Corp Bladen | GN18 | Petroleum Liquids | 1.5 | Industrial Non-CHP
54823 | Smithfield Farmland Corp Bladen | GN19 | Petroleum Liquids | 1.5 | Industrial Non-CHP
54827 | Wailuku River Hydroelectric | 8101 | Conventional Hydroelectric | 5.2 | IPP Non-CHP
54827 | Wailuku River Hydroelectric | 8102 | Conventional Hydroelectric | 5.2 | IPP Non-CHP
54829 | Bristol Myers Squibb New Brunswick | GEN1 | Natural Gas Fired Combustion Turbine | 9.5 | Industrial CHP
54829 | Bristol Myers Squibb New Brunswick | GEN2 | Natural Gas Steam Turbine | 1 | Industrial CHP
54830 | Dekalb Medical Center | 03 | Petroleum Liquids | 1.5 | Commercial Non-CHP
54830 | Dekalb Medical Center | 90 | Petroleum Liquids | 1.2 | Commercial Non-CHP
54830 | Dekalb Medical Center | 93 | Petroleum Liquids | 1.2 | Commercial Non-CHP
54832 | Brandywine Power Facility | 1 | Natural Gas Fired Combined Cycle | 98.7 | IPP CHP
54832 | Brandywine Power Facility | 2 | Natural Gas Fired Combined Cycle | 98.7 | IPP CHP
54832 | Brandywine Power Facility | 3 | Natural Gas Fired Combined Cycle | 91.4 | IPP CHP
54834 | Fort Greely Power Plant | EN-4 | Petroleum Liquids | 1.2 | Commercial Non-CHP
54834 | Fort Greely Power Plant | EN-5 | Petroleum Liquids | 1.2 | Commercial Non-CHP
54834 | Fort Greely Power Plant | EN-6 | Petroleum Liquids | 2.5 | Commercial Non-CHP
54834 | Fort Greely Power Plant | EN-7 | Petroleum Liquids | 2.5 | Commercial Non-CHP
54835 | Evonik Industries AG | T121 | Petroleum Liquids | 1.2 | Industrial Non-CHP
54839 | Valdosta Water Treatment Plant | GEN1 | Petroleum Liquids | 1.7 | Commercial Non-CHP
54839 | Valdosta Water Treatment Plant | GEN2 | Petroleum Liquids | 1.7 | Commercial Non-CHP
54841 | Thiele Kaolin Sandersville | G1 | Petroleum Liquids | 1.2 | Industrial Non-CHP
54841 | Thiele Kaolin Sandersville | G2 | Petroleum Liquids | 1.2 | Industrial Non-CHP
54842 | Outagamie County Co-Generation Facility | G1 | Landfill Gas | 1.6 | IPP CHP
54842 | Outagamie County Co-Generation Facility | G2 | Landfill Gas | 1.6 | IPP CHP
54842 | Outagamie County Co-Generation Facility | G3 | Landfill Gas | 1.6 | IPP CHP
54842 | Outagamie County Co-Generation Facility | G4 | Landfill Gas | 1.6 | IPP CHP
54844 | Gordonsville Energy LP | GOR1 | Natural Gas Fired Combined Cycle | 97.2 | Electric Utility
54844 | Gordonsville Energy LP | GOR2 | Natural Gas Fired Combined Cycle | 97.2 | Electric Utility
54844 | Gordonsville Energy LP | GOR3 | Natural Gas Fired Combined Cycle | 53 | Electric Utility
54844 | Gordonsville Energy LP | GOR4 | Natural Gas Fired Combined Cycle | 53 | Electric Utility
54845 | Sun Trust Plaza | EG-1 | Petroleum Liquids | 1.2 | Commercial Non-CHP
54845 | Sun Trust Plaza | EG-2 | Petroleum Liquids | 1.2 | Commercial Non-CHP
54848 | South Georgia Medical Center | GEN 7 | Petroleum Liquids | 0.8 | Commercial Non-CHP
54848 | South Georgia Medical Center | GEN1A | Petroleum Liquids | 2 | Commercial Non-CHP
54848 | South Georgia Medical Center | GEN2A | Petroleum Liquids | 2 | Commercial Non-CHP
54848 | South Georgia Medical Center | GEN4 | Petroleum Liquids | 0.7 | Commercial Non-CHP
54849 | Thiele Kaolin Reedy Creek | G1 | Petroleum Liquids | 1.1 | Industrial Non-CHP
54849 | Thiele Kaolin Reedy Creek | G2 | Petroleum Liquids | 1.1 | Industrial Non-CHP
54850 | Cox Waste to Energy | 01 | Wood/Wood Waste Biomass | 4 | Industrial CHP
54850 | Cox Waste to Energy | 02 | Wood/Wood Waste Biomass | 1 | Industrial CHP
54851 | MMSD Jones Island Wastewater | GEN1 | Natural Gas Fired Combustion Turbine | 17.5 | Commercial CHP
54851 | MMSD Jones Island Wastewater | SOL1 | Landfill Gas | 4.6 | Commercial CHP
54851 | MMSD Jones Island Wastewater | SOL2 | Landfill Gas | 4.6 | Commercial CHP
54851 | MMSD Jones Island Wastewater | SOL3 | Landfill Gas | 4.6 | Commercial CHP
54854 | Sun Peak Generating Station | 5657 | Natural Gas Fired Combustion Turbine | 74 | Electric Utility
54854 | Sun Peak Generating Station | 5658 | Natural Gas Fired Combustion Turbine | 74 | Electric Utility
54854 | Sun Peak Generating Station | 5659 | Natural Gas Fired Combustion Turbine | 74 | Electric Utility
54855 | Mars Snackfood US | 1 | Natural Gas Fired Combustion Turbine | 3.5 | Industrial CHP
54858 | Southwestern Bell Telephone | E/G1 | Petroleum Liquids | 2 | Commercial CHP
54858 | Southwestern Bell Telephone | E/G2 | Petroleum Liquids | 2 | Commercial CHP
54858 | Southwestern Bell Telephone | E/G3 | Petroleum Liquids | 2 | Commercial CHP
54858 | Southwestern Bell Telephone | E/G4 | Petroleum Liquids | 2.8 | Commercial CHP
54858 | Southwestern Bell Telephone | E/G5 | Petroleum Liquids | 2.8 | Commercial CHP
54858 | Southwestern Bell Telephone | E/G6 | Petroleum Liquids | 2.8 | Commercial CHP
54858 | Southwestern Bell Telephone | E/G7 | Petroleum Liquids | 2.8 | Commercial CHP
54860 | Black Creek | GEN1 | Conventional Hydroelectric | 3.7 | IPP Non-CHP
54863 | Bassett Medical Center | 0001 | Petroleum Liquids | 0.8 | Commercial Non-CHP
54863 | Bassett Medical Center | 0002 | Petroleum Liquids | 0.8 | Commercial Non-CHP
54863 | Bassett Medical Center | 0003 | Petroleum Liquids | 0.8 | Commercial Non-CHP
54863 | Bassett Medical Center | 0004 | Petroleum Liquids | 1.6 | Commercial Non-CHP
54863 | Bassett Medical Center | 0005 | Petroleum Liquids | 1.6 | Commercial Non-CHP
54865 | Phoenix Hydro Project | 1-02 | Conventional Hydroelectric | 1.6 | IPP Non-CHP
54865 | Phoenix Hydro Project | 2-01 | Conventional Hydroelectric | 1.6 | IPP Non-CHP
54867 | Neenah Paper Munising Mill | M387 | Conventional Steam Coal | 6.2 | Industrial CHP
54872 | Milstead | GEN1 | Conventional Hydroelectric | 1 | IPP Non-CHP
54877 | Atlanta Gift Mart LP | BUG | Petroleum Liquids | 1.2 | Commercial Non-CHP
54878 | Dunn Paper | 01 | Conventional Hydroelectric | 0.4 | Industrial Non-CHP
54878 | Dunn Paper | 02 | Conventional Hydroelectric | 0.3 | Industrial Non-CHP
54878 | Dunn Paper | 03 | Conventional Hydroelectric | 0.3 | Industrial Non-CHP
54880 | Kamin LLC Wrens Plant | SDT1 | Natural Gas Fired Combustion Turbine | 2 | Industrial CHP
54880 | Kamin LLC Wrens Plant | SDT2 | Natural Gas Fired Combustion Turbine | 2 | Industrial CHP
54880 | Kamin LLC Wrens Plant | SDT3 | Natural Gas Fired Combustion Turbine | 2 | Industrial CHP
54882 | CenturyLink Regional HQ | GEN1 | Petroleum Liquids | 1 | Commercial Non-CHP
54882 | CenturyLink Regional HQ | GEN2 | Petroleum Liquids | 1 | Commercial Non-CHP
54885 | Kimberly Mill | 1H | Conventional Hydroelectric | 0.7 | Industrial Non-CHP
54885 | Kimberly Mill | 2H | Conventional Hydroelectric | 0.7 | Industrial Non-CHP
54885 | Kimberly Mill | 3H | Conventional Hydroelectric | 0.7 | Industrial Non-CHP
54886 | Presence Saint Mary of Nazareth Hospital | GEN1 | Natural Gas Internal Combustion Engine | 0.8 | Commercial Non-CHP
54886 | Presence Saint Mary of Nazareth Hospital | GEN3 | Natural Gas Internal Combustion Engine | 0.8 | Commercial Non-CHP
54886 | Presence Saint Mary of Nazareth Hospital | GEN4 | Petroleum Liquids | 0.9 | Commercial Non-CHP
54886 | Presence Saint Mary of Nazareth Hospital | GEN5 | Petroleum Liquids | 0.9 | Commercial Non-CHP
54886 | Presence Saint Mary of Nazareth Hospital | GEN6 | Petroleum Liquids | 0.8 | Commercial Non-CHP
54887 | DSM Pharmaceuticals | GEN1 | Natural Gas Fired Combustion Turbine | 4 | Industrial CHP
54887 | DSM Pharmaceuticals | GEN2 | Petroleum Liquids | 0.3 | Industrial CHP
54887 | DSM Pharmaceuticals | GEN3 | Petroleum Liquids | 1.1 | Industrial CHP
54887 | DSM Pharmaceuticals | GEN4 | Petroleum Liquids | 1.2 | Industrial CHP
54887 | DSM Pharmaceuticals | GEN5 | Petroleum Liquids | 1 | Industrial CHP
54887 | DSM Pharmaceuticals | GEN6 | Petroleum Liquids | 1.2 | Industrial CHP
54887 | DSM Pharmaceuticals | GEN7 | Petroleum Liquids | 0.1 | Industrial CHP
54887 | DSM Pharmaceuticals | GEN8 | Petroleum Liquids | 0.3 | Industrial CHP
54890 | Peoples Generating Station | GEN1 | Landfill Gas | 3.2 | IPP Non-CHP
54894 | Narrows (NC) | YN1 | Conventional Hydroelectric | 24.7 | Electric Utility
54894 | Narrows (NC) | YN2 | Conventional Hydroelectric | 24.7 | Electric Utility
54894 | Narrows (NC) | YN3 | Conventional Hydroelectric | 29 | Electric Utility
54894 | Narrows (NC) | YN4 | Conventional Hydroelectric | 30.4 | Electric Utility
54895 | Falls Hydro | YF1 | Conventional Hydroelectric | 9 | Electric Utility
54895 | Falls Hydro | YF2 | Conventional Hydroelectric | 11.2 | Electric Utility
54895 | Falls Hydro | YF3 | Conventional Hydroelectric | 11.2 | Electric Utility
54896 | High Rock Hydro | HR1 | Conventional Hydroelectric | 11 | Electric Utility
54896 | High Rock Hydro | HR2 | Conventional Hydroelectric | 11 | Electric Utility
54896 | High Rock Hydro | HR3 | Conventional Hydroelectric | 11 | Electric Utility
54897 | Tuckertown Hydro | TT1 | Conventional Hydroelectric | 14 | Electric Utility
54897 | Tuckertown Hydro | TT2 | Conventional Hydroelectric | 14 | Electric Utility
54897 | Tuckertown Hydro | TT3 | Conventional Hydroelectric | 14 | Electric Utility
54898 | Santeetlah | 1 | Conventional Hydroelectric | 22.5 | Electric Utility
54898 | Santeetlah | 2 | Conventional Hydroelectric | 22.5 | Electric Utility
54899 | Cheoah | 1A | Conventional Hydroelectric | 27.5 | Electric Utility
54899 | Cheoah | 2A | Conventional Hydroelectric | 27.5 | Electric Utility
54899 | Cheoah | 3A | Conventional Hydroelectric | 27.5 | Electric Utility
54899 | Cheoah | 4A | Conventional Hydroelectric | 27.5 | Electric Utility
54899 | Cheoah | 5 | Conventional Hydroelectric | 30 | Electric Utility
54900 | Calderwood | 1 | Conventional Hydroelectric | 52.2 | Electric Utility
54900 | Calderwood | 2 | Conventional Hydroelectric | 52.2 | Electric Utility
54900 | Calderwood | 3 | Conventional Hydroelectric | 52.2 | Electric Utility
54901 | Chilhowee | 1 | Conventional Hydroelectric | 16.6 | Electric Utility
54901 | Chilhowee | 2 | Conventional Hydroelectric | 16.6 | Electric Utility
54901 | Chilhowee | 3 | Conventional Hydroelectric | 16.6 | Electric Utility
54903 | Adrian Energy Associates LLC | UNT1 | Landfill Gas | 0.8 | IPP Non-CHP
54903 | Adrian Energy Associates LLC | UNT2 | Landfill Gas | 0.8 | IPP Non-CHP
54903 | Adrian Energy Associates LLC | UNT3 | Landfill Gas | 0.8 | IPP Non-CHP
54906 | Georgia Pacific Center | 01 | Petroleum Liquids | 0.7 | Commercial Non-CHP
54906 | Georgia Pacific Center | 02 | Petroleum Liquids | 0.7 | Commercial Non-CHP
54907 | Mass Inst Tech Cntrl Utilities/Cogen Plt | CTG1 | Natural Gas Fired Combustion Turbine | 21.2 | Commercial CHP
54908 | Enderlin | GEN1 | Other Waste Biomass | 5.1 | Industrial CHP
54908 | Enderlin | GEN2 | Other Waste Biomass | 4.7 | Industrial CHP
54909 | Tehachapi Wind Resource II | EXI2 | Onshore Wind Turbine | 8.3 | IPP Non-CHP
54909 | Tehachapi Wind Resource II | EXIS | Onshore Wind Turbine | 13.6 | IPP Non-CHP
54910 | Brent Run Generating Station | 7-1 | Landfill Gas | 0.8 | IPP Non-CHP
54910 | Brent Run Generating Station | 7-2 | Landfill Gas | 0.8 | IPP Non-CHP
54910 | Brent Run Generating Station | 7-3 | Landfill Gas | 0.6 | IPP Non-CHP
54910 | Brent Run Generating Station | 7-4 | Landfill Gas | 1.6 | IPP Non-CHP
54910 | Brent Run Generating Station | 7-5 | Landfill Gas | 1.6 | IPP Non-CHP
54912 | Martinez Refining | GTG1 | Natural Gas Fired Combined Cycle | 40 | Industrial CHP
54912 | Martinez Refining | GTG2 | Natural Gas Fired Combined Cycle | 40 | Industrial CHP
54912 | Martinez Refining | STG1 | Other Gases | 20 | Industrial CHP
54914 | Brooklyn Navy Yard Cogeneration | 01 | Natural Gas Fired Combined Cycle | 121 | IPP CHP
54914 | Brooklyn Navy Yard Cogeneration | 02 | Natural Gas Fired Combined Cycle | 121 | IPP CHP
54914 | Brooklyn Navy Yard Cogeneration | 03 | Natural Gas Fired Combined Cycle | 40 | IPP CHP
54914 | Brooklyn Navy Yard Cogeneration | 04 | Natural Gas Fired Combined Cycle | 40 | IPP CHP
54915 | Michigan Power LP | G001 | Natural Gas Fired Combined Cycle | 58 | IPP CHP
54915 | Michigan Power LP | G101 | Natural Gas Fired Combined Cycle | 80.1 | IPP CHP
54918 | Ergon Refining Vicksburg | TMO1 | Natural Gas Fired Combustion Turbine | 4.8 | Industrial CHP
54925 | Twin Bridges LFGTE | I-1 | Landfill Gas | 0.8 | Electric Utility
54925 | Twin Bridges LFGTE | I-2 | Landfill Gas | 0.8 | Electric Utility
54925 | Twin Bridges LFGTE | I-3 | Landfill Gas | 0.8 | Electric Utility
54925 | Twin Bridges LFGTE | I-4 | Landfill Gas | 0.8 | Electric Utility
54925 | Twin Bridges LFGTE | II-1 | Landfill Gas | 0.8 | Electric Utility
54925 | Twin Bridges LFGTE | II-2 | Landfill Gas | 0.8 | Electric Utility
54925 | Twin Bridges LFGTE | II-3 | Landfill Gas | 0.8 | Electric Utility
54925 | Twin Bridges LFGTE | II-4 | Landfill Gas | 0.8 | Electric Utility
54925 | Twin Bridges LFGTE | III-1 | Landfill Gas | 0.8 | Electric Utility
54925 | Twin Bridges LFGTE | III-2 | Landfill Gas | 0.8 | Electric Utility
54925 | Twin Bridges LFGTE | III-3 | Landfill Gas | 0.8 | Electric Utility
54925 | Twin Bridges LFGTE | III-4 | Landfill Gas | 0.8 | Electric Utility
54925 | Twin Bridges LFGTE | IV-1 | Landfill Gas | 1.6 | Electric Utility
54925 | Twin Bridges LFGTE | IV-2 | Landfill Gas | 1.6 | Electric Utility
54926 | Prairie View I & II LFGTE | I-1 | Landfill Gas | 0.8 | Electric Utility
54926 | Prairie View I & II LFGTE | I-2 | Landfill Gas | 0.8 | Electric Utility
54926 | Prairie View I & II LFGTE | I-3 | Landfill Gas | 0.8 | Electric Utility
54926 | Prairie View I & II LFGTE | I-4 | Landfill Gas | 0.8 | Electric Utility
54926 | Prairie View I & II LFGTE | II-1 | Landfill Gas | 0.8 | Electric Utility
54926 | Prairie View I & II LFGTE | II-2 | Landfill Gas | 0.8 | Electric Utility
54926 | Prairie View I & II LFGTE | II-3 | Landfill Gas | 0.8 | Electric Utility
54926 | Prairie View I & II LFGTE | II-4 | Landfill Gas | 0.8 | Electric Utility
54927 | Grand Isle Gas Plant / Treating Station | 1 | Natural Gas Internal Combustion Engine | 3 | Industrial Non-CHP
54927 | Grand Isle Gas Plant / Treating Station | 2 | Natural Gas Internal Combustion Engine | 3 | Industrial Non-CHP
54927 | Grand Isle Gas Plant / Treating Station | 3 | Natural Gas Internal Combustion Engine | 3 | Industrial Non-CHP
54929 | Alliant SBD 9403 Aegon DC | 6111 | Petroleum Liquids | 1.1 | IPP Non-CHP
54929 | Alliant SBD 9403 Aegon DC | 6112 | Petroleum Liquids | 1.5 | IPP Non-CHP
54929 | Alliant SBD 9403 Aegon DC | 6113 | Petroleum Liquids | 1.5 | IPP Non-CHP
54931 | Ridgetop | WGN1 | Onshore Wind Turbine | 46.8 | IPP Non-CHP
54932 | Panduit Tinley Park | GEN1 | Natural Gas Internal Combustion Engine | 0.7 | Industrial Non-CHP
54932 | Panduit Tinley Park | GEN2 | Natural Gas Internal Combustion Engine | 0.7 | Industrial Non-CHP
54933 | Mondelez Global LLC | GEN1 | Natural Gas Fired Combustion Turbine | 4.7 | Industrial CHP
54934 | Keystone Recovery | NO 1 | Landfill Gas | 0.8 | IPP Non-CHP
54934 | Keystone Recovery | NO 2 | Landfill Gas | 0.8 | IPP Non-CHP
54934 | Keystone Recovery | NO 3 | Landfill Gas | 0.8 | IPP Non-CHP
54934 | Keystone Recovery | NO 4 | Landfill Gas | 0.8 | IPP Non-CHP
54934 | Keystone Recovery | NO 5 | Landfill Gas | 0.8 | IPP Non-CHP
54934 | Keystone Recovery | NO 6 | Landfill Gas | 0.8 | IPP Non-CHP
54934 | Keystone Recovery | NO 7 | Landfill Gas | 0.8 | IPP Non-CHP
54936 | Richard J Donovan Correctional Facility | 03 | Natural Gas Fired Combustion Turbine | 2.6 | Commercial CHP
54937 | Wellesley College Central Utility Plant | 1118 | Natural Gas Internal Combustion Engine | 1.3 | Commercial CHP
54937 | Wellesley College Central Utility Plant | 1119 | Natural Gas Internal Combustion Engine | 1.3 | Commercial CHP
54937 | Wellesley College Central Utility Plant | 1120 | Natural Gas Internal Combustion Engine | 1.3 | Commercial CHP
54937 | Wellesley College Central Utility Plant | 1121 | Natural Gas Internal Combustion Engine | 1.3 | Commercial CHP
54937 | Wellesley College Central Utility Plant | 8187 | Natural Gas Internal Combustion Engine | 1.9 | Commercial CHP
54937 | Wellesley College Central Utility Plant | SB1 | Petroleum Liquids | 3 | Commercial CHP
54939 | EKS Landfill | UNT1 | Landfill Gas | 1.6 | IPP Non-CHP
54939 | EKS Landfill | UNT2 | Landfill Gas | 1.6 | IPP Non-CHP
54939 | EKS Landfill | UNT4 | Landfill Gas | 1.6 | IPP Non-CHP
54945 | CT Resource Rec Authority Facility | NO 5 | Municipal Solid Waste | 45 | IPP Non-CHP
54945 | CT Resource Rec Authority Facility | NO 6 | Municipal Solid Waste | 45 | IPP Non-CHP
54950 | Univ of Oregon Central Power Station | CTG1 | Natural Gas Fired Combined Cycle | 7.5 | Commercial CHP
54950 | Univ of Oregon Central Power Station | STG1 | Natural Gas Fired Combined Cycle | 3.5 | Commercial CHP
54951 | Monterey Regional Water Cogen Facility | EG1 | Other Waste Biomass | 0.6 | Commercial CHP
54951 | Monterey Regional Water Cogen Facility | EG2 | Other Waste Biomass | 0.6 | Commercial CHP
54951 | Monterey Regional Water Cogen Facility | EG3 | Other Waste Biomass | 0.6 | Commercial CHP
54953 | Hudson Falls Hydroelectric Project | GEN1 | Conventional Hydroelectric | 22 | IPP Non-CHP
54953 | Hudson Falls Hydroelectric Project | GEN2 | Conventional Hydroelectric | 22 | IPP Non-CHP
54956 | Deercroft I & II LFGTE | I-1 | Landfill Gas | 0.8 | Electric Utility
54956 | Deercroft I & II LFGTE | I-2 | Landfill Gas | 0.8 | Electric Utility
54956 | Deercroft I & II LFGTE | I-3 | Landfill Gas | 0.8 | Electric Utility
54956 | Deercroft I & II LFGTE | I-4 | Landfill Gas | 0.8 | Electric Utility
54956 | Deercroft I & II LFGTE | II-1 | Landfill Gas | 0.8 | Electric Utility
54956 | Deercroft I & II LFGTE | II-2 | Landfill Gas | 0.8 | Electric Utility
54956 | Deercroft I & II LFGTE | II-3 | Landfill Gas | 0.8 | Electric Utility
54956 | Deercroft I & II LFGTE | II-4 | Landfill Gas | 0.8 | Electric Utility
54965 | Cargill Salt | ACTG | Conventional Steam Coal | 2 | Industrial CHP
54967 | Alliant SBD 9302 Aegon NP | 7906 | Petroleum Liquids | 1.2 | IPP Non-CHP
54968 | Alliant SBD 9502 Eaton | 0385 | Petroleum Liquids | 1.8 | IPP Non-CHP
54968 | Alliant SBD 9502 Eaton | 0386 | Petroleum Liquids | 1.8 | IPP Non-CHP
54968 | Alliant SBD 9502 Eaton | 5824 | Petroleum Liquids | 1.8 | IPP Non-CHP
54969 | Dixon Hydroelectric Dam | 1 | Conventional Hydroelectric | 0.6 | IPP Non-CHP
54969 | Dixon Hydroelectric Dam | 2 | Conventional Hydroelectric | 0.6 | IPP Non-CHP
54969 | Dixon Hydroelectric Dam | 3 | Conventional Hydroelectric | 0.6 | IPP Non-CHP
54969 | Dixon Hydroelectric Dam | 4 | Conventional Hydroelectric | 0.6 | IPP Non-CHP
54969 | Dixon Hydroelectric Dam | 5 | Conventional Hydroelectric | 0.6 | IPP Non-CHP
54974 | Sauder Power Plant | UNT1 | Wood/Wood Waste Biomass | 3.6 | IPP CHP
54974 | Sauder Power Plant | UNT2 | Wood/Wood Waste Biomass | 3.6 | IPP CHP
54975 | New Mexico State University | 01 | Natural Gas Fired Combustion Turbine | 4.7 | Commercial CHP
54979 | Big Spring Wind Power Facility | WIND | Onshore Wind Turbine | 34.3 | IPP Non-CHP
54980 | Ocean County Landfill | UNT1 | Landfill Gas | 0.8 | IPP Non-CHP
54980 | Ocean County Landfill | UNT10 | Landfill Gas | 1.6 | IPP Non-CHP
54980 | Ocean County Landfill | UNT11 | Landfill Gas | 1.6 | IPP Non-CHP
54980 | Ocean County Landfill | UNT12 | Landfill Gas | 1.6 | IPP Non-CHP
54980 | Ocean County Landfill | UNT2 | Landfill Gas | 0.8 | IPP Non-CHP
54980 | Ocean County Landfill | UNT3 | Landfill Gas | 0.8 | IPP Non-CHP
54980 | Ocean County Landfill | UNT4 | Landfill Gas | 0.8 | IPP Non-CHP
54980 | Ocean County Landfill | UNT5 | Landfill Gas | 0.8 | IPP Non-CHP
54980 | Ocean County Landfill | UNT6 | Landfill Gas | 0.8 | IPP Non-CHP
54980 | Ocean County Landfill | UNT7 | Landfill Gas | 1.6 | IPP Non-CHP
54980 | Ocean County Landfill | UNT8 | Landfill Gas | 1.6 | IPP Non-CHP
54980 | Ocean County Landfill | UNT9 | Landfill Gas | 1.6 | IPP Non-CHP
54981 | Harris Energy Realty | ALBA | Conventional Hydroelectric | 0.3 | Electric Utility
54981 | Harris Energy Realty | ALBD | Conventional Hydroelectric | 0.5 | Electric Utility
54981 | Harris Energy Realty | NONO | Conventional Hydroelectric | 0.5 | Electric Utility
54984 | Salem Energy Systems LLC | UNT1 | Landfill Gas | 4.5 | IPP Non-CHP
54985 | Crestwood Dothan | GEN1 | Petroleum Liquids | 1 | IPP Non-CHP
54985 | Crestwood Dothan | GEN2 | Petroleum Liquids | 1 | IPP Non-CHP
54985 | Crestwood Dothan | GEN3 | Petroleum Liquids | 2 | IPP Non-CHP
54985 | Crestwood Dothan | GEN5 | Petroleum Liquids | 1 | IPP Non-CHP
54985 | Crestwood Dothan | GEN7 | Petroleum Liquids | 1 | IPP Non-CHP
54985 | Crestwood Dothan | GEN8 | Petroleum Liquids | 0.6 | IPP Non-CHP
54985 | Crestwood Dothan | GEN9 | Petroleum Liquids | 2 | IPP Non-CHP
54987 | Woodridge Greene Valley Treatment Plant | FM01 | Natural Gas Internal Combustion Engine | 1.5 | Commercial CHP
54989 | Pine Tree Acres | GEN1 | Landfill Gas | 0.8 | IPP Non-CHP
54989 | Pine Tree Acres | GEN2 | Landfill Gas | 0.8 | IPP Non-CHP
54989 | Pine Tree Acres | GEN3 | Landfill Gas | 0.8 | IPP Non-CHP
54989 | Pine Tree Acres | GEN4 | Landfill Gas | 0.8 | IPP Non-CHP
54989 | Pine Tree Acres | GEN5 | Landfill Gas | 0.8 | IPP Non-CHP
54989 | Pine Tree Acres | GEN6 | Landfill Gas | 0.8 | IPP Non-CHP
54989 | Pine Tree Acres | GEN7 | Landfill Gas | 0.8 | IPP Non-CHP
54989 | Pine Tree Acres | GEN8 | Landfill Gas | 1.6 | IPP Non-CHP
54989 | Pine Tree Acres | GEN9 | Landfill Gas | 1.6 | IPP Non-CHP
54995 | Indiana Harbor E 5 AC Station | 17TG | Other Gases | 90 | Industrial CHP
54996 | Salton Sea Power Gen Co - Unit 4 | 4100 | Geothermal | 47.5 | IPP Non-CHP
54998 | Wheelabrator Portsmouth | 1410 | Municipal Solid Waste | 20 | Commercial CHP
54998 | Wheelabrator Portsmouth | 1420 | Municipal Solid Waste | 20 | Commercial CHP
54998 | Wheelabrator Portsmouth | 1430 | Municipal Solid Waste | 20 | Commercial CHP
55002 | Murphy-Brown LLC | 01 | Petroleum Liquids | 1.2 | Industrial Non-CHP
55002 | Murphy-Brown LLC | 02 | Petroleum Liquids | 1.2 | Industrial Non-CHP
55004 | Thornwood High School | 1 | Natural Gas Internal Combustion Engine | 0.7 | Commercial Non-CHP
55004 | Thornwood High School | 2 | Natural Gas Internal Combustion Engine | 0.7 | Commercial Non-CHP
55005 | Thornridge High School | 1 | Natural Gas Internal Combustion Engine | 0.5 | Commercial Non-CHP
55005 | Thornridge High School | 2 | Natural Gas Internal Combustion Engine | 0.5 | Commercial Non-CHP
55006 | Nashua Plant | UNT2 | Landfill Gas | 0.8 | IPP Non-CHP
55006 | Nashua Plant | UNT3 | Landfill Gas | 1.6 | IPP Non-CHP
55007 | K W Company | LS1 | Conventional Hydroelectric | 0.1 | IPP Non-CHP
55007 | K W Company | LS2 | Conventional Hydroelectric | 0.1 | IPP Non-CHP
55007 | K W Company | LS3 | Conventional Hydroelectric | 0.1 | IPP Non-CHP
55007 | K W Company | LS4 | Conventional Hydroelectric | 0.1 | IPP Non-CHP
55007 | K W Company | LS5 | Conventional Hydroelectric | 0.1 | IPP Non-CHP
55007 | K W Company | UE5 | Conventional Hydroelectric | 0.1 | IPP Non-CHP
55007 | K W Company | UW1 | Conventional Hydroelectric | 0.2 | IPP Non-CHP
55007 | K W Company | UW2 | Conventional Hydroelectric | 0.2 | IPP Non-CHP
55007 | K W Company | UW3 | Conventional Hydroelectric | 0.2 | IPP Non-CHP
55007 | K W Company | UW4 | Conventional Hydroelectric | 0.2 | IPP Non-CHP
55009 | Montgomery Creek Hydro | GEN1 | Conventional Hydroelectric | 2.6 | IPP Non-CHP
55010 | LSP-Cottage Grove LP | CTG1 | Natural Gas Fired Combined Cycle | 177.3 | IPP CHP
55010 | LSP-Cottage Grove LP | STG1 | Natural Gas Fired Combined Cycle | 106.2 | IPP CHP
55011 | LSP-Whitewater LP | CTG1 | Natural Gas Fired Combined Cycle | 177.3 | IPP CHP
55011 | LSP-Whitewater LP | STG1 | Natural Gas Fired Combined Cycle | 106.2 | IPP CHP
55014 | Greene Valley Gas Recovery | GEN1 | Landfill Gas | 3.3 | IPP Non-CHP
55014 | Greene Valley Gas Recovery | GEN2 | Landfill Gas | 3.3 | IPP Non-CHP
55015 | Sweeny Cogen Facility | GEN1 | Natural Gas Fired Combustion Turbine | 143 | IPP CHP
55015 | Sweeny Cogen Facility | GEN2 | Natural Gas Fired Combustion Turbine | 143 | IPP CHP
55015 | Sweeny Cogen Facility | GEN3 | Natural Gas Fired Combustion Turbine | 143 | IPP CHP
55015 | Sweeny Cogen Facility | GEN4 | Natural Gas Fired Combustion Turbine | 143 | IPP CHP
55025 | Yates Gas Plant | GEN1 | Natural Gas Fired Combustion Turbine | 2.8 | Industrial CHP
55025 | Yates Gas Plant | GEN2 | Natural Gas Fired Combustion Turbine | 2.8 | Industrial CHP
55026 | Dighton Power Plant | UNT1 | Natural Gas Fired Combined Cycle | 200 | IPP Non-CHP
55027 | Papillion Creek Wastewater | 951 | Other Waste Biomass | 0.5 | Commercial CHP
55027 | Papillion Creek Wastewater | 952 | Other Waste Biomass | 0.5 | Commercial CHP
55027 | Papillion Creek Wastewater | 953 | Other Waste Biomass | 0.5 | Commercial CHP
55029 | De Pere Energy Center | CT01 | Natural Gas Fired Combustion Turbine | 192.3 | Electric Utility
55031 | Androscoggin Energy Center | CT01 | Natural Gas Fired Combustion Turbine | 54.5 | Industrial CHP
55031 | Androscoggin Energy Center | CT02 | Natural Gas Fired Combustion Turbine | 54.5 | Industrial CHP
55031 | Androscoggin Energy Center | CT03 | Natural Gas Fired Combustion Turbine | 54.5 | Industrial CHP
55033 | Missouri River Wastewater Treatment | 6013 | Other Waste Biomass | 1 | Commercial CHP
55033 | Missouri River Wastewater Treatment | 6101 | Other Waste Biomass | 1 | Commercial CHP
55033 | Missouri River Wastewater Treatment | 6102 | Other Waste Biomass | 1 | Commercial CHP
55034 | Lignetics of Maine, LLC. | 0001 | Wood/Wood Waste Biomass | 1.3 | Industrial CHP
55034 | Lignetics of Maine, LLC. | 0002 | Wood/Wood Waste Biomass | 0.7 | Industrial CHP
55035 | Davenport Water Pollution Control Plant | GEN1 | Other Waste Biomass | 0.8 | Commercial CHP
55035 | Davenport Water Pollution Control Plant | GEN2 | Other Waste Biomass | 0.8 | Commercial CHP
55036 | University of Tennessee Steam Plant | GEN1 | Natural Gas Fired Combustion Turbine | 5 | Commercial CHP
55037 | Opryland USA | GTO1 | Natural Gas Fired Combustion Turbine | 4.5 | Commercial CHP
55039 | Rio Bravo | GT1 | Natural Gas Fired Combustion Turbine | 150 | Electric Utility
55040 | Mid-Georgia Cogeneration Facility | CT1 | Natural Gas Fired Combined Cycle | 106.5 | IPP CHP
55040 | Mid-Georgia Cogeneration Facility | CT2 | Natural Gas Fired Combined Cycle | 106.5 | IPP CHP
55040 | Mid-Georgia Cogeneration Facility | ST1 | Natural Gas Fired Combined Cycle | 110 | IPP CHP
55041 | Berkshire Power | GEN2 | Natural Gas Fired Combined Cycle | 289 | IPP Non-CHP
55042 | Bridgeport Energy Project | GEN1 | Natural Gas Fired Combined Cycle | 170 | IPP Non-CHP
55042 | Bridgeport Energy Project | GEN2 | Natural Gas Fired Combined Cycle | 170 | IPP Non-CHP
55042 | Bridgeport Energy Project | GEN3 | Natural Gas Fired Combined Cycle | 180 | IPP Non-CHP
55043 | Cherokee County Cogen | GT1 | Natural Gas Fired Combined Cycle | 60 | IPP CHP
55043 | Cherokee County Cogen | ST1 | Natural Gas Fired Combined Cycle | 41.2 | IPP CHP
55044 | Boise Cascade Pulp & Paper Mill | STG1 | Natural Gas Steam Turbine | 18 | Industrial CHP
55047 | Pasadena Cogeneration | CTG1 | Natural Gas Fired Combined Cycle | 175 | IPP CHP
55047 | Pasadena Cogeneration | CTG2 | Natural Gas Fired Combined Cycle | 185 | IPP CHP
55047 | Pasadena Cogeneration | CTG3 | Natural Gas Fired Combined Cycle | 185 | IPP CHP
55047 | Pasadena Cogeneration | STG1 | Natural Gas Fired Combined Cycle | 85 | IPP CHP
55047 | Pasadena Cogeneration | STG2 | Natural Gas Fired Combined Cycle | 185 | IPP CHP
55048 | Tiverton Power Plant | UNT1 | Natural Gas Fired Combined Cycle | 179.3 | IPP Non-CHP
55048 | Tiverton Power Plant | UNT2 | Natural Gas Fired Combined Cycle | 93.2 | IPP Non-CHP
55051 | Axiall Plaquemine | X773 | Natural Gas Fired Combustion Turbine | 102 | Industrial CHP
55051 | Axiall Plaquemine | X774 | Natural Gas Fired Combustion Turbine | 102 | Industrial CHP
55051 | Axiall Plaquemine | X775 | Natural Gas Fired Combustion Turbine | 102 | Industrial CHP
55052 | Jameson Gas Processing Plant | 620 | Natural Gas Internal Combustion Engine | 0.4 | Industrial Non-CHP
55052 | Jameson Gas Processing Plant | 621 | Natural Gas Internal Combustion Engine | 0.4 | Industrial Non-CHP
55052 | Jameson Gas Processing Plant | 622 | Natural Gas Internal Combustion Engine | 0.5 | Industrial Non-CHP
55053 | Bridgeport Gas Processing Plant | 14 | Natural Gas Internal Combustion Engine | 0.8 | Industrial Non-CHP
55053 | Bridgeport Gas Processing Plant | 15 | Natural Gas Internal Combustion Engine | 0.8 | Industrial Non-CHP
55053 | Bridgeport Gas Processing Plant | 16 | Natural Gas Internal Combustion Engine | 0.8 | Industrial Non-CHP
55053 | Bridgeport Gas Processing Plant | 17 | Natural Gas Internal Combustion Engine | 0.8 | Industrial Non-CHP
55053 | Bridgeport Gas Processing Plant | 2723 | Natural Gas Internal Combustion Engine | 0.8 | Industrial Non-CHP
55053 | Bridgeport Gas Processing Plant | 654 | Natural Gas Internal Combustion Engine | 0.8 | Industrial Non-CHP
55053 | Bridgeport Gas Processing Plant | 655 | Natural Gas Internal Combustion Engine | 0.8 | Industrial Non-CHP
55053 | Bridgeport Gas Processing Plant | 656 | Natural Gas Internal Combustion Engine | 0.8 | Industrial Non-CHP
55053 | Bridgeport Gas Processing Plant | 657 | Natural Gas Internal Combustion Engine | 0.8 | Industrial Non-CHP
55053 | Bridgeport Gas Processing Plant | 658 | Natural Gas Internal Combustion Engine | 0.8 | Industrial Non-CHP
55053 | Bridgeport Gas Processing Plant | 666 | Natural Gas Internal Combustion Engine | 0.8 | Industrial Non-CHP
55053 | Bridgeport Gas Processing Plant | 667 | Natural Gas Internal Combustion Engine | 0.8 | Industrial Non-CHP
55053 | Bridgeport Gas Processing Plant | 671 | Natural Gas Internal Combustion Engine | 0.8 | Industrial Non-CHP
55054 | Livingston Generating Facility | 1 | Landfill Gas | 5 | Electric Utility
55054 | Livingston Generating Facility | 3 | Landfill Gas | 5 | Electric Utility
55054 | Livingston Generating Facility | GEN2 | Landfill Gas | 5 | Electric Utility
55061 | Tenaska Georgia Generation Facility | GTG1 | Natural Gas Fired Combustion Turbine | 183.2 | IPP Non-CHP
55061 | Tenaska Georgia Generation Facility | GTG2 | Natural Gas Fired Combustion Turbine | 183.2 | IPP Non-CHP
55061 | Tenaska Georgia Generation Facility | GTG3 | Natural Gas Fired Combustion Turbine | 183.2 | IPP Non-CHP
55061 | Tenaska Georgia Generation Facility | GTG4 | Natural Gas Fired Combustion Turbine | 183.2 | IPP Non-CHP
55061 | Tenaska Georgia Generation Facility | GTG5 | Natural Gas Fired Combustion Turbine | 183.2 | IPP Non-CHP
55061 | Tenaska Georgia Generation Facility | GTG6 | Natural Gas Fired Combustion Turbine | 183.2 | IPP Non-CHP
55062 | Tenaska Frontier Generation Station | GTG1 | Natural Gas Fired Combined Cycle | 183.2 | IPP Non-CHP
55062 | Tenaska Frontier Generation Station | GTG2 | Natural Gas Fired Combined Cycle | 183.2 | IPP Non-CHP
55062 | Tenaska Frontier Generation Station | GTG3 | Natural Gas Fired Combined Cycle | 183.2 | IPP Non-CHP
55062 | Tenaska Frontier Generation Station | STG1 | Natural Gas Fired Combined Cycle | 390.1 | IPP Non-CHP
55063 | Batesville Generation Facility | CTG1 | Natural Gas Fired Combined Cycle | 184.5 | Electric Utility
55063 | Batesville Generation Facility | CTG2 | Natural Gas Fired Combined Cycle | 184.5 | Electric Utility
55063 | Batesville Generation Facility | CTG3 | Natural Gas Fired Combined Cycle | 184.5 | Electric Utility
55063 | Batesville Generation Facility | STG1 | Natural Gas Fired Combined Cycle | 112.5 | Electric Utility
55063 | Batesville Generation Facility | STG2 | Natural Gas Fired Combined Cycle | 112.5 | Electric Utility
55063 | Batesville Generation Facility | STG3 | Natural Gas Fired Combined Cycle | 112.5 | Electric Utility
55064 | Black Hawk Station | UNT1 | Natural Gas Fired Combustion Turbine | 126.9 | IPP CHP
55064 | Black Hawk Station | UNT2B | Natural Gas Fired Combustion Turbine | 117 | IPP CHP
55065 | Mustang Station | GEN1 | Natural Gas Fired Combined Cycle | 174.2 | Electric Utility
55065 | Mustang Station | GEN2 | Natural Gas Fired Combined Cycle | 174.2 | Electric Utility
55065 | Mustang Station | GEN3 | Natural Gas Fired Combined Cycle | 172.6 | Electric Utility
55066 | Heat Recovery Coke Facility | TG18 | All Other | 94.6 | Industrial Non-CHP
55067 | MPEA Energy Center | GEN4 | Petroleum Liquids | 2 | IPP Non-CHP
55067 | MPEA Energy Center | GEN5 | Petroleum Liquids | 2 | IPP Non-CHP
55067 | MPEA Energy Center | GEN6 | Petroleum Liquids | 2 | IPP Non-CHP
55068 | Maine Independence Station | GEN1 | Natural Gas Fired Combined Cycle | 177.8 | IPP Non-CHP
55068 | Maine Independence Station | GEN2 | Natural Gas Fired Combined Cycle | 177.8 | IPP Non-CHP
55068 | Maine Independence Station | GEN3 | Natural Gas Fired Combined Cycle | 194.6 | IPP Non-CHP
55074 | Lakeview Gas Recovery | GEN1 | Landfill Gas | 3 | IPP Non-CHP
55074 | Lakeview Gas Recovery | GEN2 | Landfill Gas | 3 | IPP Non-CHP
55075 | Pine Bluff Energy Center | CT01 | Natural Gas Fired Combined Cycle | 180 | IPP CHP
55075 | Pine Bluff Energy Center | ST01 | Natural Gas Fired Combined Cycle | 56 | IPP CHP
55076 | Red Hills Generating Facility | RHGF | Conventional Steam Coal | 513.7 | IPP Non-CHP
55077 | Desert Star Energy Center | ED01 | Natural Gas Fired Combined Cycle | 170 | Electric Utility
55077 | Desert Star Energy Center | ED02 | Natural Gas Fired Combined Cycle | 170 | Electric Utility
55077 | Desert Star Energy Center | ED03 | Natural Gas Fired Combined Cycle | 196 | Electric Utility
55079 | Millennium Power | CT01 | Natural Gas Fired Combined Cycle | 230 | IPP Non-CHP
55079 | Millennium Power | ST01 | Natural Gas Fired Combined Cycle | 130 | IPP Non-CHP
55080 | New Albany Energy Facility | 1 | Natural Gas Fired Combustion Turbine | 71.2 | IPP Non-CHP
55080 | New Albany Energy Facility | 2 | Natural Gas Fired Combustion Turbine | 71.2 | IPP Non-CHP
55080 | New Albany Energy Facility | 3 | Natural Gas Fired Combustion Turbine | 71.2 | IPP Non-CHP
55080 | New Albany Energy Facility | 4 | Natural Gas Fired Combustion Turbine | 71.2 | IPP Non-CHP
55080 | New Albany Energy Facility | 5 | Natural Gas Fired Combustion Turbine | 71.2 | IPP Non-CHP
55080 | New Albany Energy Facility | 6 | Natural Gas Fired Combustion Turbine | 71.2 | IPP Non-CHP
55081 | Brownsville Peaking Power | 1 | Natural Gas Fired Combustion Turbine | 112 | Electric Utility
55081 | Brownsville Peaking Power | 2 | Natural Gas Fired Combustion Turbine | 112 | Electric Utility
55081 | Brownsville Peaking Power | 3 | Natural Gas Fired Combustion Turbine | 118 | Electric Utility
55081 | Brownsville Peaking Power | 4 | Natural Gas Fired Combustion Turbine | 118 | Electric Utility
55084 | Crockett Cogen Project | GE1 | Natural Gas Fired Combined Cycle | 247.4 | IPP CHP
55086 | Gregory Power Facility | GT1A | Natural Gas Fired Combined Cycle | 166 | IPP CHP
55086 | Gregory Power Facility | GT1B | Natural Gas Fired Combined Cycle | 166 | IPP CHP
55086 | Gregory Power Facility | STG | Natural Gas Fired Combined Cycle | 100 | IPP CHP
55087 | Zeeland Generating Station | 1A | Natural Gas Fired Combustion Turbine | 188.7 | Electric Utility
55087 | Zeeland Generating Station | 1B | Natural Gas Fired Combustion Turbine | 188.7 | Electric Utility
55087 | Zeeland Generating Station | 2A | Natural Gas Fired Combined Cycle | 188.7 | Electric Utility
55087 | Zeeland Generating Station | 2B | Natural Gas Fired Combined Cycle | 188.7 | Electric Utility
55087 | Zeeland Generating Station | 2C | Natural Gas Fired Combined Cycle | 213.4 | Electric Utility
55088 | Dearborn Industrial Generation | GT 1 | Natural Gas Fired Combustion Turbine | 170 | IPP CHP
55088 | Dearborn Industrial Generation | GT2 | Natural Gas Fired Combustion Turbine | 170 | IPP CHP
55088 | Dearborn Industrial Generation | GTP1 | Natural Gas Fired Combustion Turbine | 170 | IPP CHP
55088 | Dearborn Industrial Generation | ST1 | Other Gases | 250 | IPP CHP
55089 | Taft Cogeneration Facility | CT1 | Natural Gas Fired Combined Cycle | 178.5 | Industrial CHP
55089 | Taft Cogeneration Facility | CT2 | Natural Gas Fired Combined Cycle | 178.5 | Industrial CHP
55089 | Taft Cogeneration Facility | CT3 | Natural Gas Fired Combined Cycle | 178.5 | Industrial CHP
55089 | Taft Cogeneration Facility | ST1 | Natural Gas Fired Combined Cycle | 358.7 | Industrial CHP
55090 | Plummer Cogen | GEN1 | Wood/Wood Waste Biomass | 6.2 | IPP CHP
55091 | Midlothian Energy Facility | STK1 | Natural Gas Fired Combined Cycle | 289 | IPP Non-CHP
55091 | Midlothian Energy Facility | STK2 | Natural Gas Fired Combined Cycle | 289 | IPP Non-CHP
55091 | Midlothian Energy Facility | STK3 | Natural Gas Fired Combined Cycle | 289 | IPP Non-CHP
55091 | Midlothian Energy Facility | STK4 | Natural Gas Fired Combined Cycle | 289 | IPP Non-CHP
55091 | Midlothian Energy Facility | STK5 | Natural Gas Fired Combined Cycle | 289 | IPP Non-CHP
55091 | Midlothian Energy Facility | STK6 | Natural Gas Fired Combined Cycle | 289 | IPP Non-CHP
55093 | MM Taunton Energy | UNT1 | Landfill Gas | 0.9 | IPP Non-CHP
55093 | MM Taunton Energy | UNT2 | Landfill Gas | 0.9 | IPP Non-CHP
55093 | MM Taunton Energy | UNT3 | Landfill Gas | 0.9 | IPP Non-CHP
55093 | MM Taunton Energy | UNT4 | Landfill Gas | 0.9 | IPP Non-CHP
55094 | MM San Diego-Miramar | UNT1 | Landfill Gas | 1.6 | IPP CHP
55094 | MM San Diego-Miramar | UNT2 | Landfill Gas | 1.6 | IPP CHP
55094 | MM San Diego-Miramar | UNT3 | Landfill Gas | 1.6 | IPP CHP
55094 | MM San Diego-Miramar | UNT4 | Landfill Gas | 1.6 | IPP CHP
55096 | Portside Energy | GT | Natural Gas Fired Combustion Turbine | 42 | IPP CHP
55096 | Portside Energy | ST | Natural Gas Steam Turbine | 19 | IPP CHP
55097 | Lamar Power Project | CTG1 | Natural Gas Fired Combined Cycle | 171.7 | IPP Non-CHP
55097 | Lamar Power Project | CTG2 | Natural Gas Fired Combined Cycle | 176 | IPP Non-CHP
55097 | Lamar Power Project | CTG3 | Natural Gas Fired Combined Cycle | 176 | IPP Non-CHP
55097 | Lamar Power Project | CTG4 | Natural Gas Fired Combined Cycle | 176 | IPP Non-CHP
55097 | Lamar Power Project | STG1 | Natural Gas Fired Combined Cycle | 204.3 | IPP Non-CHP
55097 | Lamar Power Project | STG2 | Natural Gas Fired Combined Cycle | 204.3 | IPP Non-CHP
55099 | NRG Sterlington Power | 01 | Natural Gas Fired Combustion Turbine | 25 | IPP Non-CHP
55099 | NRG Sterlington Power | 02 | Natural Gas Fired Combustion Turbine | 25 | IPP Non-CHP
55099 | NRG Sterlington Power | 03 | Natural Gas Fired Combustion Turbine | 25 | IPP Non-CHP
55099 | NRG Sterlington Power | 04 | Natural Gas Fired Combustion Turbine | 25 | IPP Non-CHP
55099 | NRG Sterlington Power | 06 | Natural Gas Fired Combustion Turbine | 21.8 | IPP Non-CHP
55099 | NRG Sterlington Power | 07 | Natural Gas Fired Combustion Turbine | 28.7 | IPP Non-CHP
55099 | NRG Sterlington Power | 08 | Natural Gas Fired Combustion Turbine | 25 | IPP Non-CHP
55099 | NRG Sterlington Power | 09 | Natural Gas Fired Combustion Turbine | 17 | IPP Non-CHP
55099 | NRG Sterlington Power | 10 | Natural Gas Fired Combustion Turbine | 16 | IPP Non-CHP
55100 | Rumford Power, Inc | UNT1 | Natural Gas Fired Combined Cycle | 179.4 | IPP Non-CHP
55100 | Rumford Power, Inc | UNT2 | Natural Gas Fired Combined Cycle | 95.1 | IPP Non-CHP
55101 | Kalamazoo River Generating Station | 0001 | Natural Gas Fired Combustion Turbine | 73.1 | IPP Non-CHP
55102 | Livingston Generating Station | 001 | Natural Gas Fired Combustion Turbine | 42.9 | IPP Non-CHP
55102 | Livingston Generating Station | 002 | Natural Gas Fired Combustion Turbine | 42.4 | IPP Non-CHP
55102 | Livingston Generating Station | 003 | Natural Gas Fired Combustion Turbine | 42.4 | IPP Non-CHP
55102 | Livingston Generating Station | 004 | Natural Gas Fired Combustion Turbine | 42.4 | IPP Non-CHP
55103 | Klamath Cogeneration Plant | CT1 | Natural Gas Fired Combined Cycle | 161.5 | IPP CHP
55103 | Klamath Cogeneration Plant | CT2 | Natural Gas Fired Combined Cycle | 161.5 | IPP CHP
55103 | Klamath Cogeneration Plant | ST1 | Natural Gas Fired Combined Cycle | 178.5 | IPP CHP
55104 | Sabine Cogen | CTG1 | Natural Gas Fired Combined Cycle | 37.4 | IPP CHP
55104 | Sabine Cogen | CTG2 | Natural Gas Fired Combined Cycle | 37.4 | IPP CHP
55104 | Sabine Cogen | STG | Natural Gas Fired Combined Cycle | 31.7 | IPP CHP
55107 | Rhode Island State Energy Center | CTG1 | Natural Gas Fired Combined Cycle | 196 | IPP Non-CHP
55107 | Rhode Island State Energy Center | CTG2 | Natural Gas Fired Combined Cycle | 196 | IPP Non-CHP
55107 | Rhode Island State Energy Center | STG1 | Natural Gas Fired Combined Cycle | 204 | IPP Non-CHP
55109 | Rocky Road Power LLC | T4 | Natural Gas Fired Combustion Turbine | 122.4 | IPP Non-CHP
55109 | Rocky Road Power LLC | TG1 | Natural Gas Fired Combustion Turbine | 125.8 | IPP Non-CHP
55109 | Rocky Road Power LLC | TG2 | Natural Gas Fired Combustion Turbine | 125.8 | IPP Non-CHP
55109 | Rocky Road Power LLC | TG3 | Natural Gas Fired Combustion Turbine | 41.5 | IPP Non-CHP
55110 | Madison | CT1 | Natural Gas Fired Combustion Turbine | 86.5 | Electric Utility
55110 | Madison | CT2 | Natural Gas Fired Combustion Turbine | 86.5 | Electric Utility
55110 | Madison | CT3 | Natural Gas Fired Combustion Turbine | 86.5 | Electric Utility
55110 | Madison | CT4 | Natural Gas Fired Combustion Turbine | 86.5 | Electric Utility
55110 | Madison | CT5 | Natural Gas Fired Combustion Turbine | 86.5 | Electric Utility
55110 | Madison | CT6 | Natural Gas Fired Combustion Turbine | 86.5 | Electric Utility
55110 | Madison | CT7 | Natural Gas Fired Combustion Turbine | 86.5 | Electric Utility
55110 | Madison | CT8 | Natural Gas Fired Combustion Turbine | 86.5 | Electric Utility
55111 | Vermillion Energy Facility | CT1 | Natural Gas Fired Combustion Turbine | 86.5 | Electric Utility
55111 | Vermillion Energy Facility | CT2 | Natural Gas Fired Combustion Turbine | 86.5 | Electric Utility
55111 | Vermillion Energy Facility | CT3 | Natural Gas Fired Combustion Turbine | 86.5 | Electric Utility
55111 | Vermillion Energy Facility | CT4 | Natural Gas Fired Combustion Turbine | 86.5 | Electric Utility
55111 | Vermillion Energy Facility | CT5 | Natural Gas Fired Combustion Turbine | 86.5 | Electric Utility
55111 | Vermillion Energy Facility | CT6 | Natural Gas Fired Combustion Turbine | 86.5 | Electric Utility
55111 | Vermillion Energy Facility | CT7 | Natural Gas Fired Combustion Turbine | 86.5 | Electric Utility
55111 | Vermillion Energy Facility | CT8 | Natural Gas Fired Combustion Turbine | 86.5 | Electric Utility
55112 | Sutter Energy Center | CT01 | Natural Gas Fired Combined Cycle | 212 | IPP Non-CHP
55112 | Sutter Energy Center | CT02 | Natural Gas Fired Combined Cycle | 212 | IPP Non-CHP
55112 | Sutter Energy Center | ST01 | Natural Gas Fired Combined Cycle | 212 | IPP Non-CHP
55116 | Rockingham County CT Station | CT1 | Natural Gas Fired Combustion Turbine | 195.5 | Electric Utility
55116 | Rockingham County CT Station | CT2 | Natural Gas Fired Combustion Turbine | 195.5 | Electric Utility
55116 | Rockingham County CT Station | CT3 | Natural Gas Fired Combustion Turbine | 195.5 | Electric Utility
55116 | Rockingham County CT Station | CT4 | Natural Gas Fired Combustion Turbine | 195.5 | Electric Utility
55116 | Rockingham County CT Station | CT5 | Natural Gas Fired Combustion Turbine | 195.5 | Electric Utility
55117 | RS Cogen | RS-4 | Natural Gas Fired Combined Cycle | 103 | Industrial CHP
55117 | RS Cogen | RS-5 | Natural Gas Fired Combined Cycle | 195 | Industrial CHP
55117 | RS Cogen | RS-6 | Natural Gas Fired Combined Cycle | 195 | Industrial CHP
55122 | NAFTA Region Olefins Complex Cogen Fac | UN1 | Natural Gas Fired Combustion Turbine | 41.6 | Industrial CHP
55122 | NAFTA Region Olefins Complex Cogen Fac | UN2 | Natural Gas Fired Combustion Turbine | 41.6 | Industrial CHP
55123 | Magic Valley Generating Station | CTG1 | Natural Gas Fired Combined Cycle | 267 | IPP Non-CHP
55123 | Magic Valley Generating Station | CTG2 | Natural Gas Fired Combined Cycle | 267 | IPP Non-CHP
55123 | Magic Valley Generating Station | STG | Natural Gas Fired Combined Cycle | 267 | IPP Non-CHP
55124 | Griffith Energy LLC | CTG1 | Natural Gas Fired Combined Cycle | 176.6 | IPP Non-CHP
55124 | Griffith Energy LLC | CTG2 | Natural Gas Fired Combined Cycle | 176.6 | IPP Non-CHP
55124 | Griffith Energy LLC | STG | Natural Gas Fired Combined Cycle | 301.8 | IPP Non-CHP
55125 | Vansycle | WGNS | Onshore Wind Turbine | 25 | IPP Non-CHP
55126 | Milford Power Project | CA01 | Natural Gas Fired Combined Cycle | 289 | IPP Non-CHP
55126 | Milford Power Project | CA02 | Natural Gas Fired Combined Cycle | 289 | IPP Non-CHP
55127 | Manchief Electric Generating Station | UN1 | Natural Gas Fired Combustion Turbine | 150 | IPP Non-CHP
55127 | Manchief Electric Generating Station | UN2 | Natural Gas Fired Combustion Turbine | 150 | IPP Non-CHP
55128 | Walton County Power LLC | 101G | Natural Gas Fired Combustion Turbine | 164.7 | IPP Non-CHP
55128 | Walton County Power LLC | 102G | Natural Gas Fired Combustion Turbine | 164.7 | IPP Non-CHP
55128 | Walton County Power LLC | 103G | Natural Gas Fired Combustion Turbine | 164.7 | IPP Non-CHP
55129 | Desert Basin | CTG1 | Natural Gas Fired Combined Cycle | 187 | Electric Utility
55129 | Desert Basin | CTG2 | Natural Gas Fired Combined Cycle | 187 | Electric Utility
55129 | Desert Basin | STG | Natural Gas Fired Combined Cycle | 272.1 | Electric Utility
55131 | Kendall County Generation Facility | CTG1 | Natural Gas Fired Combined Cycle | 180 | IPP Non-CHP
55131 | Kendall County Generation Facility | CTG2 | Natural Gas Fired Combined Cycle | 180 | IPP Non-CHP
55131 | Kendall County Generation Facility | CTG3 | Natural Gas Fired Combined Cycle | 180 | IPP Non-CHP
55131 | Kendall County Generation Facility | CTG4 | Natural Gas Fired Combined Cycle | 180 | IPP Non-CHP
55131 | Kendall County Generation Facility | STG1 | Natural Gas Fired Combined Cycle | 134 | IPP Non-CHP
55131 | Kendall County Generation Facility | STG2 | Natural Gas Fired Combined Cycle | 134 | IPP Non-CHP
55131 | Kendall County Generation Facility | STG3 | Natural Gas Fired Combined Cycle | 134 | IPP Non-CHP
55131 | Kendall County Generation Facility | STG4 | Natural Gas Fired Combined Cycle | 134 | IPP Non-CHP
55132 | Tenaska Gateway Generating Station | GTG1 | Natural Gas Fired Combined Cycle | 183.2 | IPP Non-CHP
55132 | Tenaska Gateway Generating Station | GTG2 | Natural Gas Fired Combined Cycle | 183.2 | IPP Non-CHP
55132 | Tenaska Gateway Generating Station | GTG3 | Natural Gas Fired Combined Cycle | 183.2 | IPP Non-CHP
55132 | Tenaska Gateway Generating Station | STG1 | Natural Gas Fired Combined Cycle | 390 | IPP Non-CHP
55133 | Thomson Reuters Campus Bldg A-D | 3086 | Petroleum Liquids | 2 | Industrial Non-CHP
55133 | Thomson Reuters Campus Bldg A-D | 3087 | Petroleum Liquids | 2 | Industrial Non-CHP
55133 | Thomson Reuters Campus Bldg A-D | 3088 | Petroleum Liquids | 2 | Industrial Non-CHP
55133 | Thomson Reuters Campus Bldg A-D | 3089 | Petroleum Liquids | 2 | Industrial Non-CHP
55133 | Thomson Reuters Campus Bldg A-D | 3090 | Petroleum Liquids | 2 | Industrial Non-CHP
55133 | Thomson Reuters Campus Bldg A-D | 3091 | Petroleum Liquids | 2 | Industrial Non-CHP
55133 | Thomson Reuters Campus Bldg A-D | 3093 | Petroleum Liquids | 2 | Industrial Non-CHP
55135 | Alliant Energy Neenah | CT01 | Natural Gas Fired Combustion Turbine | 185.5 | Electric Utility
55135 | Alliant Energy Neenah | CT02 | Natural Gas Fired Combustion Turbine | 185.5 | Electric Utility
55137 | Rio Nogales Power Project | CTG1 | Natural Gas Fired Combined Cycle | 189 | Electric Utility
55137 | Rio Nogales Power Project | CTG2 | Natural Gas Fired Combined Cycle | 189 | Electric Utility
55137 | Rio Nogales Power Project | CTG3 | Natural Gas Fired Combined Cycle | 189 | Electric Utility
55137 | Rio Nogales Power Project | STG1 | Natural Gas Fired Combined Cycle | 373.2 | Electric Utility
55138 | Walton Discover Power Facility | UN1 | Natural Gas Fired Combustion Turbine | 51.5 | IPP Non-CHP
55138 | Walton Discover Power Facility | UN2 | Natural Gas Fired Combustion Turbine | 51.5 | IPP Non-CHP
55139 | Wolf Hollow I LP | CTG1 | Natural Gas Fired Combined Cycle | 243.9 | IPP Non-CHP
55139 | Wolf Hollow I LP | CTG2 | Natural Gas Fired Combined Cycle | 243.9 | IPP Non-CHP
55139 | Wolf Hollow I LP | ST | Natural Gas Fired Combined Cycle | 300.6 | IPP Non-CHP
55141 | Hawk Road Facility | CT1 | Natural Gas Fired Combustion Turbine | 165 | Electric Utility
55141 | Hawk Road Facility | CT2 | Natural Gas Fired Combustion Turbine | 165 | Electric Utility
55141 | Hawk Road Facility | CT3 | Natural Gas Fired Combustion Turbine | 165 | Electric Utility
55144 | Hays Energy Project | U1 | Natural Gas Fired Combined Cycle | 241.7 | IPP Non-CHP
55144 | Hays Energy Project | U2 | Natural Gas Fired Combined Cycle | 241.7 | IPP Non-CHP
55144 | Hays Energy Project | U3 | Natural Gas Fired Combined Cycle | 252.8 | IPP Non-CHP
55144 | Hays Energy Project | U4 | Natural Gas Fired Combined Cycle | 252.8 | IPP Non-CHP
55146 | Green Country Energy LLC | CTG1 | Natural Gas Fired Combined Cycle | 179.3 | IPP Non-CHP
55146 | Green Country Energy LLC | CTG2 | Natural Gas Fired Combined Cycle | 179.3 | IPP Non-CHP
55146 | Green Country Energy LLC | CTG3 | Natural Gas Fired Combined Cycle | 179.3 | IPP Non-CHP
55146 | Green Country Energy LLC | STG1 | Natural Gas Fired Combined Cycle | 122 | IPP Non-CHP
55146 | Green Country Energy LLC | STG2 | Natural Gas Fired Combined Cycle | 122 | IPP Non-CHP
55146 | Green Country Energy LLC | STG3 | Natural Gas Fired Combined Cycle | 122 | IPP Non-CHP
55148 | Worthington Generation LLC | 1 | Natural Gas Fired Combustion Turbine | 60.5 | Electric Utility
55148 | Worthington Generation LLC | 2 | Natural Gas Fired Combustion Turbine | 60.5 | Electric Utility
55148 | Worthington Generation LLC | 3 | Natural Gas Fired Combustion Turbine | 60.5 | Electric Utility
55148 | Worthington Generation LLC | 4 | Natural Gas Fired Combustion Turbine | 60.5 | Electric Utility
55149 | Lake Road Generating Plant | U1 | Natural Gas Fired Combined Cycle | 280 | IPP Non-CHP
55149 | Lake Road Generating Plant | U2 | Natural Gas Fired Combined Cycle | 280 | IPP Non-CHP
55149 | Lake Road Generating Plant | U3 | Natural Gas Fired Combined Cycle | 280 | IPP Non-CHP
55151 | La Paloma Generating LLC | GEN1 | Natural Gas Fired Combined Cycle | 300 | IPP Non-CHP
55151 | La Paloma Generating LLC | GEN2 | Natural Gas Fired Combined Cycle | 300 | IPP Non-CHP
55151 | La Paloma Generating LLC | GEN3 | Natural Gas Fired Combined Cycle | 300 | IPP Non-CHP
55151 | La Paloma Generating LLC | GEN4 | Natural Gas Fired Combined Cycle | 300 | IPP Non-CHP
55152 | Bank of America Plaza | GEN1 | Petroleum Liquids | 1.5 | Commercial Non-CHP
55152 | Bank of America Plaza | GEN2 | Petroleum Liquids | 1.5 | Commercial Non-CHP
55153 | Guadalupe Generating Station | CTG1 | Natural Gas Fired Combined Cycle | 171.1 | IPP Non-CHP
55153 | Guadalupe Generating Station | CTG2 | Natural Gas Fired Combined Cycle | 171.1 | IPP Non-CHP
55153 | Guadalupe Generating Station | CTG3 | Natural Gas Fired Combined Cycle | 171.1 | IPP Non-CHP
55153 | Guadalupe Generating Station | CTG4 | Natural Gas Fired Combined Cycle | 171.1 | IPP Non-CHP
55153 | Guadalupe Generating Station | STG1 | Natural Gas Fired Combined Cycle | 201.9 | IPP Non-CHP
55153 | Guadalupe Generating Station | STG2 | Natural Gas Fired Combined Cycle | 201.9 | IPP Non-CHP
55154 | Lost Pines 1 Power Project | CTA | Natural Gas Fired Combined Cycle | 195.5 | Electric Utility
55154 | Lost Pines 1 Power Project | CTB | Natural Gas Fired Combined Cycle | 195.5 | Electric Utility
55154 | Lost Pines 1 Power Project | ST | Natural Gas Fired Combined Cycle | 204 | Electric Utility
55155 | MM Albany Energy | UNT1 | Landfill Gas | 0.9 | IPP Non-CHP
55155 | MM Albany Energy | UNT2 | Landfill Gas | 0.9 | IPP Non-CHP
55155 | MM Albany Energy | UNT3 | Landfill Gas | 0.9 | IPP Non-CHP
55155 | MM Albany Energy | UNT4 | Landfill Gas | 1.6 | IPP Non-CHP
55155 | MM Albany Energy | UNT5 | Landfill Gas | 1.6 | IPP Non-CHP
55156 | MM Prince William Energy | UNT1 | Landfill Gas | 0.9 | IPP Non-CHP
55156 | MM Prince William Energy | UNT2 | Landfill Gas | 0.9 | IPP Non-CHP
55156 | MM Prince William Energy | UNT3 | Landfill Gas | 1.6 | IPP Non-CHP
55156 | MM Prince William Energy | UNT4 | Landfill Gas | 1.6 | IPP Non-CHP
55156 | MM Prince William Energy | UNT5 | Landfill Gas | 1.6 | IPP Non-CHP
55160 | MM Tulare Energy | UNT1 | Landfill Gas | 0.9 | IPP Non-CHP
55160 | MM Tulare Energy | UNT2 | Landfill Gas | 0.9 | IPP Non-CHP
55161 | MM Lopez Energy | UNT1 | Landfill Gas | 3 | IPP Non-CHP
55161 | MM Lopez Energy | UNT2 | Landfill Gas | 3 | IPP Non-CHP
55163 | MM Hartford Energy | UNT1 | Landfill Gas | 0.9 | IPP Non-CHP
55163 | MM Hartford Energy | UNT2 | Landfill Gas | 0.9 | IPP Non-CHP
55163 | MM Hartford Energy | UNT3 | Landfill Gas | 0.9 | IPP Non-CHP
55164 | Bluegrass Generating Station | CT1 | Natural Gas Fired Combustion Turbine | 208 | Electric Utility
55164 | Bluegrass Generating Station | CT2 | Natural Gas Fired Combustion Turbine | 208 | Electric Utility
55164 | Bluegrass Generating Station | CT3 | Natural Gas Fired Combustion Turbine | 208 | Electric Utility
55165 | Calcasieu | G101 | Natural Gas Fired Combustion Turbine | 174.3 | Electric Utility
55165 | Calcasieu | G102 | Natural Gas Fired Combustion Turbine | 184.5 | Electric Utility
55166 | Broad River Energy Center | CT01 | Natural Gas Fired Combustion Turbine | 197 | IPP Non-CHP
55166 | Broad River Energy Center | CT02 | Natural Gas Fired Combustion Turbine | 197 | IPP Non-CHP
55166 | Broad River Energy Center | CT03 | Natural Gas Fired Combustion Turbine | 197 | IPP Non-CHP
55166 | Broad River Energy Center | CT04 | Natural Gas Fired Combustion Turbine | 197 | IPP Non-CHP
55166 | Broad River Energy Center | CT05 | Natural Gas Fired Combustion Turbine | 197 | IPP Non-CHP
55168 | Bastrop Energy Center | 0001 | Natural Gas Fired Combined Cycle | 188.2 | IPP Non-CHP
55168 | Bastrop Energy Center | 0002 | Natural Gas Fired Combined Cycle | 188.2 | IPP Non-CHP
55168 | Bastrop Energy Center | 0003 | Natural Gas Fired Combined Cycle | 242.3 | IPP Non-CHP
55170 | Granite Ridge | CT11 | Natural Gas Fired Combined Cycle | 260 | IPP Non-CHP
55170 | Granite Ridge | CT12 | Natural Gas Fired Combined Cycle | 260 | IPP Non-CHP
55170 | Granite Ridge | STG | Natural Gas Fired Combined Cycle | 270 | IPP Non-CHP
55172 | Bosque County Peaking | GT-1 | Natural Gas Fired Combined Cycle | 154 | IPP Non-CHP
55172 | Bosque County Peaking | GT-2 | Natural Gas Fired Combined Cycle | 154 | IPP Non-CHP
55172 | Bosque County Peaking | GT-3 | Natural Gas Fired Combined Cycle | 154 | IPP Non-CHP
55172 | Bosque County Peaking | ST-4 | Natural Gas Fired Combined Cycle | 95 | IPP Non-CHP
55172 | Bosque County Peaking | ST-5 | Natural Gas Fired Combined Cycle | 250 | IPP Non-CHP
55173 | Acadia Energy Center | CT11 | Natural Gas Fired Combined Cycle | 215.1 | Electric Utility
55173 | Acadia Energy Center | CT12 | Natural Gas Fired Combined Cycle | 215.1 | Electric Utility
55173 | Acadia Energy Center | CT24 | Natural Gas Fired Combined Cycle | 215.1 | Electric Utility
55173 | Acadia Energy Center | CT25 | Natural Gas Fired Combined Cycle | 215.1 | Electric Utility
55173 | Acadia Energy Center | ST13 | Natural Gas Fired Combined Cycle | 264.4 | Electric Utility
55173 | Acadia Energy Center | ST26 | Natural Gas Fired Combined Cycle | 264.4 | Electric Utility
55176 | Eastman Cogeneration Facility | GEN1 | Natural Gas Fired Combined Cycle | 170 | IPP CHP
55176 | Eastman Cogeneration Facility | GEN2 | Natural Gas Fired Combined Cycle | 170 | IPP CHP
55176 | Eastman Cogeneration Facility | GEN3 | Natural Gas Fired Combined Cycle | 127.7 | IPP CHP
55177 | South Point Energy Center | A | Natural Gas Fired Combined Cycle | 236 | IPP Non-CHP
55177 | South Point Energy Center | B | Natural Gas Fired Combined Cycle | 236 | IPP Non-CHP
55177 | South Point Energy Center | ST1 | Natural Gas Fired Combined Cycle | 236 | IPP Non-CHP
55178 | Dogwood Energy Facility | CT-1 | Natural Gas Fired Combined Cycle | 180 | IPP Non-CHP
55178 | Dogwood Energy Facility | CT-2 | Natural Gas Fired Combined Cycle | 180 | IPP Non-CHP
55178 | Dogwood Energy Facility | ST-1 | Natural Gas Fired Combined Cycle | 270 | IPP Non-CHP
55179 | Rathdrum Power LLC | CTG1 | Natural Gas Fired Combined Cycle | 179.4 | IPP Non-CHP
55179 | Rathdrum Power LLC | STG1 | Natural Gas Fired Combined Cycle | 122.1 | IPP Non-CHP
55182 | Sunrise Power LLC | STG | Natural Gas Fired Combined Cycle | 270 | IPP Non-CHP
55182 | Sunrise Power LLC | X718 | Natural Gas Fired Combined Cycle | 167.7 | IPP Non-CHP
55182 | Sunrise Power LLC | X719 | Natural Gas Fired Combined Cycle | 167.7 | IPP Non-CHP
55183 | Nelson Energy Center | CT1 | Natural Gas Fired Combined Cycle | 181.9 | IPP Non-CHP
55183 | Nelson Energy Center | CT2 | Natural Gas Fired Combined Cycle | 179.4 | IPP Non-CHP
55183 | Nelson Energy Center | ST1 | Natural Gas Fired Combined Cycle | 133.1 | IPP Non-CHP
55183 | Nelson Energy Center | ST2 | Natural Gas Fired Combined Cycle | 133.1 | IPP Non-CHP
55184 | Aera San Ardo Cogen Facility | UN-A | Natural Gas Fired Combustion Turbine | 3 | Industrial CHP
55184 | Aera San Ardo Cogen Facility | UN-B | Natural Gas Fired Combustion Turbine | 3.2 | Industrial CHP
55187 | Channelview Cogeneration Plant | GT1 | Natural Gas Fired Combined Cycle | 192.1 | IPP CHP
55187 | Channelview Cogeneration Plant | GT2 | Natural Gas Fired Combined Cycle | 192.1 | IPP CHP
55187 | Channelview Cogeneration Plant | GT3 | Natural Gas Fired Combined Cycle | 192.1 | IPP CHP
55187 | Channelview Cogeneration Plant | GT4 | Natural Gas Fired Combined Cycle | 192.1 | IPP CHP
55187 | Channelview Cogeneration Plant | ST1 | Natural Gas Fired Combined Cycle | 149.9 | IPP CHP
55188 | Cordova Energy | PT11 | Natural Gas Fired Combined Cycle | 210 | IPP Non-CHP
55188 | Cordova Energy | PT21 | Natural Gas Fired Combined Cycle | 210 | IPP Non-CHP
55188 | Cordova Energy | PT31 | Natural Gas Fired Combined Cycle | 191.2 | IPP Non-CHP
55192 | Osceola (FL) | CTG1 | Natural Gas Fired Combustion Turbine | 200 | IPP Non-CHP
55192 | Osceola (FL) | CTG2 | Natural Gas Fired Combustion Turbine | 200 | IPP Non-CHP
55192 | Osceola (FL) | CTG3 | Natural Gas Fired Combustion Turbine | 200 | IPP Non-CHP
55193 | Ontelaunee Energy Center | CTG1 | Natural Gas Fired Combined Cycle | 250 | IPP Non-CHP
55193 | Ontelaunee Energy Center | CTG2 | Natural Gas Fired Combined Cycle | 250 | IPP Non-CHP
55193 | Ontelaunee Energy Center | STG | Natural Gas Fired Combined Cycle | 228 | IPP Non-CHP
55196 | FirstEnergy Springdale 1 & 2 | UNT1 | Natural Gas Fired Combustion Turbine | 43.8 | IPP Non-CHP
55196 | FirstEnergy Springdale 1 & 2 | UNT2 | Natural Gas Fired Combustion Turbine | 43.8 | IPP Non-CHP
55197 | Caledonia | CTG1 | Natural Gas Fired Combined Cycle | 161 | Electric Utility
55197 | Caledonia | CTG2 | Natural Gas Fired Combined Cycle | 161 | Electric Utility
55197 | Caledonia | CTG3 | Natural Gas Fired Combined Cycle | 161 | Electric Utility
55197 | Caledonia | STG1 | Natural Gas Fired Combined Cycle | 106 | Electric Utility
55197 | Caledonia | STG2 | Natural Gas Fired Combined Cycle | 106 | Electric Utility
55197 | Caledonia | STG3 | Natural Gas Fired Combined Cycle | 106 | Electric Utility
55198 | Riverside Generating LLC | GTG1 | Natural Gas Fired Combustion Turbine | 230 | IPP Non-CHP
55198 | Riverside Generating LLC | GTG2 | Natural Gas Fired Combustion Turbine | 230 | IPP Non-CHP
55198 | Riverside Generating LLC | GTG3 | Natural Gas Fired Combustion Turbine | 230 | IPP Non-CHP
55198 | Riverside Generating LLC | GTG4 | Natural Gas Fired Combustion Turbine | 230 | IPP Non-CHP
55198 | Riverside Generating LLC | GTG5 | Natural Gas Fired Combustion Turbine | 230 | IPP Non-CHP
55199 | Elwood Energy LLC | GT1 | Natural Gas Fired Combustion Turbine | 192 | IPP Non-CHP
55199 | Elwood Energy LLC | GT2 | Natural Gas Fired Combustion Turbine | 192 | IPP Non-CHP
55199 | Elwood Energy LLC | GT3 | Natural Gas Fired Combustion Turbine | 192 | IPP Non-CHP
55199 | Elwood Energy LLC | GT4 | Natural Gas Fired Combustion Turbine | 192 | IPP Non-CHP
55199 | Elwood Energy LLC | GT5 | Natural Gas Fired Combustion Turbine | 192 | IPP Non-CHP
55199 | Elwood Energy LLC | GT6 | Natural Gas Fired Combustion Turbine | 192 | IPP Non-CHP
55199 | Elwood Energy LLC | GT7 | Natural Gas Fired Combustion Turbine | 192 | IPP Non-CHP
55199 | Elwood Energy LLC | GT8 | Natural Gas Fired Combustion Turbine | 192 | IPP Non-CHP
55199 | Elwood Energy LLC | GT9 | Natural Gas Fired Combustion Turbine | 192 | IPP Non-CHP
55200 | Arapahoe Combustion Turbine Project | UN5 | Natural Gas Fired Combined Cycle | 71.1 | IPP Non-CHP
55200 | Arapahoe Combustion Turbine Project | UN6 | Natural Gas Fired Combined Cycle | 71.1 | IPP Non-CHP
55200 | Arapahoe Combustion Turbine Project | UN7 | Natural Gas Fired Combined Cycle | 51.8 | IPP Non-CHP
55201 | Gibson City Energy Center LLC | 1 | Natural Gas Fired Combustion Turbine | 135 | IPP Non-CHP
55201 | Gibson City Energy Center LLC | 2 | Natural Gas Fired Combustion Turbine | 135 | IPP Non-CHP
55202 | Pinckneyville | 1 | Natural Gas Fired Combustion Turbine | 45 | Electric Utility
55202 | Pinckneyville | 2 | Natural Gas Fired Combustion Turbine | 45 | Electric Utility
55202 | Pinckneyville | 3 | Natural Gas Fired Combustion Turbine | 45 | Electric Utility
55202 | Pinckneyville | 4 | Natural Gas Fired Combustion Turbine | 45 | Electric Utility
55202 | Pinckneyville | 5 | Natural Gas Fired Combustion Turbine | 50 | Electric Utility
55202 | Pinckneyville | 6 | Natural Gas Fired Combustion Turbine | 50 | Electric Utility
55202 | Pinckneyville | 7 | Natural Gas Fired Combustion Turbine | 50 | Electric Utility
55202 | Pinckneyville | 8 | Natural Gas Fired Combustion Turbine | 50 | Electric Utility
55203 | Ponnequin Phase 1 | EXIS | Onshore Wind Turbine | 5.2 | IPP Non-CHP
55204 | Kinmundy | 1 | Natural Gas Fired Combustion Turbine | 135 | Electric Utility
55204 | Kinmundy | 2 | Natural Gas Fired Combustion Turbine | 135 | Electric Utility
55206 | Corpus Christi Energy Center | CT1 | Natural Gas Fired Combined Cycle | 198.9 | IPP CHP
55206 | Corpus Christi Energy Center | CT2 | Natural Gas Fired Combined Cycle | 198.9 | IPP CHP
55206 | Corpus Christi Energy Center | ST1 | Natural Gas Fired Combined Cycle | 195.5 | IPP CHP
55207 | Valmont Combustion Turbine Project | UN7 | Natural Gas Fired Combustion Turbine | 71.1 | IPP Non-CHP
55207 | Valmont Combustion Turbine Project | UN8 | Natural Gas Fired Combustion Turbine | 71.1 | IPP Non-CHP
55208 | Lake Benton I | EXIS | Onshore Wind Turbine | 107.2 | IPP Non-CHP
55210 | Afton Generating Station | 0001 | Natural Gas Fired Combined Cycle | 177 | Electric Utility
55210 | Afton Generating Station | 0002 | Natural Gas Fired Combined Cycle | 110 | Electric Utility
55211 | ANP Bellingham Energy Project | U1 | Natural Gas Fired Combined Cycle | 289 | IPP Non-CHP
55211 | ANP Bellingham Energy Project | U2 | Natural Gas Fired Combined Cycle | 289 | IPP Non-CHP
55212 | ANP Blackstone Energy Project | U1 | Natural Gas Fired Combined Cycle | 289 | IPP Non-CHP
55212 | ANP Blackstone Energy Project | U2 | Natural Gas Fired Combined Cycle | 289 | IPP Non-CHP
55215 | Odessa Ector Generating Station | CTG1 | Natural Gas Fired Combined Cycle | 176 | IPP Non-CHP
55215 | Odessa Ector Generating Station | CTG2 | Natural Gas Fired Combined Cycle | 176 | IPP Non-CHP
55215 | Odessa Ector Generating Station | CTG3 | Natural Gas Fired Combined Cycle | 176 | IPP Non-CHP
55215 | Odessa Ector Generating Station | CTG4 | Natural Gas Fired Combined Cycle | 176 | IPP Non-CHP
55215 | Odessa Ector Generating Station | STG1 | Natural Gas Fired Combined Cycle | 224.4 | IPP Non-CHP
55215 | Odessa Ector Generating Station | STG2 | Natural Gas Fired Combined Cycle | 224.4 | IPP Non-CHP
55216 | Morris Cogeneration LLC | STG1 | Natural Gas Fired Combined Cycle | 82.9 | IPP CHP
55216 | Morris Cogeneration LLC | UNT1 | Natural Gas Fired Combined Cycle | 45.3 | IPP CHP
55216 | Morris Cogeneration LLC | UNT2 | Natural Gas Fired Combined Cycle | 45.3 | IPP CHP
55216 | Morris Cogeneration LLC | UNT3 | Natural Gas Fired Combined Cycle | 45.3 | IPP CHP
55217 | Los Medanos Energy Center | CTG1 | Natural Gas Fired Combined Cycle | 198.9 | IPP CHP
55217 | Los Medanos Energy Center | CTG2 | Natural Gas Fired Combined Cycle | 198.9 | IPP CHP
55217 | Los Medanos Energy Center | STG3 | Natural Gas Fired Combined Cycle | 280.5 | IPP CHP
55218 | Hinds Energy Facility | H01 | Natural Gas Fired Combined Cycle | 176.6 | Electric Utility
55218 | Hinds Energy Facility | H02 | Natural Gas Fired Combined Cycle | 176.6 | Electric Utility
55218 | Hinds Energy Facility | H03 | Natural Gas Fired Combined Cycle | 198.1 | Electric Utility
55220 | Attala | A01 | Natural Gas Fired Combined Cycle | 176.6 | Electric Utility
55220 | Attala | A02 | Natural Gas Fired Combined Cycle | 176.6 | Electric Utility
55220 | Attala | A03 | Natural Gas Fired Combined Cycle | 198.1 | Electric Utility
55221 | Harry L. Oswald | G1 | Natural Gas Fired Combined Cycle | 51 | Electric Utility
55221 | Harry L. Oswald | G2 | Natural Gas Fired Combined Cycle | 51 | Electric Utility
55221 | Harry L. Oswald | G3 | Natural Gas Fired Combined Cycle | 51 | Electric Utility
55221 | Harry L. Oswald | G4 | Natural Gas Fired Combined Cycle | 51 | Electric Utility
55221 | Harry L. Oswald | G5 | Natural Gas Fired Combined Cycle | 51 | Electric Utility
55221 | Harry L. Oswald | G6 | Natural Gas Fired Combined Cycle | 51 | Electric Utility
55221 | Harry L. Oswald | G7 | Natural Gas Fired Combined Cycle | 83.5 | Electric Utility
55221 | Harry L. Oswald | G8 | Natural Gas Fired Combined Cycle | 105 | Electric Utility
55221 | Harry L. Oswald | G9 | Natural Gas Fired Combined Cycle | 105 | Electric Utility
55222 | Lincoln Generating Facility | CTG1 | Natural Gas Fired Combustion Turbine | 86.5 | IPP Non-CHP
55222 | Lincoln Generating Facility | CTG2 | Natural Gas Fired Combustion Turbine | 86.5 | IPP Non-CHP
55222 | Lincoln Generating Facility | CTG3 | Natural Gas Fired Combustion Turbine | 86.5 | IPP Non-CHP
55222 | Lincoln Generating Facility | CTG4 | Natural Gas Fired Combustion Turbine | 86.5 | IPP Non-CHP
55222 | Lincoln Generating Facility | CTG5 | Natural Gas Fired Combustion Turbine | 86.5 | IPP Non-CHP
55222 | Lincoln Generating Facility | CTG6 | Natural Gas Fired Combustion Turbine | 86.5 | IPP Non-CHP
55222 | Lincoln Generating Facility | CTG7 | Natural Gas Fired Combustion Turbine | 86.5 | IPP Non-CHP
55222 | Lincoln Generating Facility | CTG8 | Natural Gas Fired Combustion Turbine | 86.5 | IPP Non-CHP
55223 | Ennis Power Company LLC | GT1 | Natural Gas Fired Combined Cycle | 285 | IPP Non-CHP
55223 | Ennis Power Company LLC | ST1 | Natural Gas Fired Combined Cycle | 133 | IPP Non-CHP
55224 | Wheatland Generating Facility | CTG1 | Natural Gas Fired Combustion Turbine | 125.1 | Electric Utility
55224 | Wheatland Generating Facility | CTG2 | Natural Gas Fired Combustion Turbine | 125.1 | Electric Utility
55224 | Wheatland Generating Facility | CTG3 | Natural Gas Fired Combustion Turbine | 125.1 | Electric Utility
55224 | Wheatland Generating Facility | CTG4 | Natural Gas Fired Combustion Turbine | 125.1 | Electric Utility
55225 | Oneta Energy Center | CTG1 | Natural Gas Fired Combined Cycle | 176 | IPP Non-CHP
55225 | Oneta Energy Center | CTG2 | Natural Gas Fired Combined Cycle | 176 | IPP Non-CHP
55225 | Oneta Energy Center | CTG3 | Natural Gas Fired Combined Cycle | 176 | IPP Non-CHP
55225 | Oneta Energy Center | CTG4 | Natural Gas Fired Combined Cycle | 176 | IPP Non-CHP
55225 | Oneta Energy Center | STG1 | Natural Gas Fired Combined Cycle | 255 | IPP Non-CHP
55225 | Oneta Energy Center | STG2 | Natural Gas Fired Combined Cycle | 255 | IPP Non-CHP
55226 | Freestone Energy Center | GT1 | Natural Gas Fired Combined Cycle | 166.7 | IPP Non-CHP
55226 | Freestone Energy Center | GT2 | Natural Gas Fired Combined Cycle | 166.7 | IPP Non-CHP
55226 | Freestone Energy Center | GT3 | Natural Gas Fired Combined Cycle | 166.7 | IPP Non-CHP
55226 | Freestone Energy Center | GT4 | Natural Gas Fired Combined Cycle | 166.7 | IPP Non-CHP
55226 | Freestone Energy Center | ST3 | Natural Gas Fired Combined Cycle | 184.6 | IPP Non-CHP
55226 | Freestone Energy Center | ST6 | Natural Gas Fired Combined Cycle | 184.6 | IPP Non-CHP
55228 | Greenville Electric Generating Station | GT1 | Natural Gas Fired Combustion Turbine | 59 | Electric Utility
55228 | Greenville Electric Generating Station | GT2 | Natural Gas Fired Combustion Turbine | 59 | Electric Utility
55228 | Greenville Electric Generating Station | GT3 | Natural Gas Fired Combustion Turbine | 59 | Electric Utility
55228 | Greenville Electric Generating Station | GT4 | Natural Gas Fired Combustion Turbine | 59 | Electric Utility
55229 | Montpelier Electric Generating Station | GT1 | Natural Gas Fired Combustion Turbine | 59 | IPP Non-CHP
55229 | Montpelier Electric Generating Station | GT2 | Natural Gas Fired Combustion Turbine | 59 | IPP Non-CHP
55229 | Montpelier Electric Generating Station | GT3 | Natural Gas Fired Combustion Turbine | 59 | IPP Non-CHP
55229 | Montpelier Electric Generating Station | GT4 | Natural Gas Fired Combustion Turbine | 59 | IPP Non-CHP
55230 | Jack County | CT1 | Natural Gas Fired Combined Cycle | 170 | Electric Utility
55230 | Jack County | CT2 | Natural Gas Fired Combined Cycle | 170 | Electric Utility
55230 | Jack County | CT3 | Natural Gas Fired Combined Cycle | 170 | Electric Utility
55230 | Jack County | CT4 | Natural Gas Fired Combined Cycle | 170 | Electric Utility
55230 | Jack County | ST1 | Natural Gas Fired Combined Cycle | 300 | Electric Utility
55230 | Jack County | ST2 | Natural Gas Fired Combined Cycle | 300 | Electric Utility
55231 | Liberty Electric Power Plant | GTG1 | Natural Gas Fired Combined Cycle | 186 | IPP Non-CHP
55231 | Liberty Electric Power Plant | GTG2 | Natural Gas Fired Combined Cycle | 186 | IPP Non-CHP
55231 | Liberty Electric Power Plant | STG | Natural Gas Fired Combined Cycle | 242 | IPP Non-CHP
55232 | Marshall Energy Facility | CT1 | Natural Gas Fired Combustion Turbine | 86 | Electric Utility
55232 | Marshall Energy Facility | CT2 | Natural Gas Fired Combustion Turbine | 86 | Electric Utility
55232 | Marshall Energy Facility | CT3 | Natural Gas Fired Combustion Turbine | 86 | Electric Utility
55232 | Marshall Energy Facility | CT4 | Natural Gas Fired Combustion Turbine | 86 | Electric Utility
55232 | Marshall Energy Facility | CT5 | Natural Gas Fired Combustion Turbine | 86 | Electric Utility
55232 | Marshall Energy Facility | CT6 | Natural Gas Fired Combustion Turbine | 86 | Electric Utility
55232 | Marshall Energy Facility | CT7 | Natural Gas Fired Combustion Turbine | 86 | Electric Utility
55232 | Marshall Energy Facility | CT8 | Natural Gas Fired Combustion Turbine | 86 | Electric Utility
55233 | Handsome Lake Energy LLC | GT01 | Natural Gas Fired Combustion Turbine | 58.9 | IPP Non-CHP
55233 | Handsome Lake Energy LLC | GT02 | Natural Gas Fired Combustion Turbine | 58.9 | IPP Non-CHP
55233 | Handsome Lake Energy LLC | GT03 | Natural Gas Fired Combustion Turbine | 58.9 | IPP Non-CHP
55233 | Handsome Lake Energy LLC | GT04 | Natural Gas Fired Combustion Turbine | 58.9 | IPP Non-CHP
55233 | Handsome Lake Energy LLC | GT05 | Natural Gas Fired Combustion Turbine | 58.9 | IPP Non-CHP
55234 | Audrain Generating Station | GT1 | Natural Gas Fired Combustion Turbine | 101.8 | Electric Utility
55234 | Audrain Generating Station | GT2 | Natural Gas Fired Combustion Turbine | 101.8 | Electric Utility
55234 | Audrain Generating Station | GT3 | Natural Gas Fired Combustion Turbine | 101.8 | Electric Utility
55234 | Audrain Generating Station | GT4 | Natural Gas Fired Combustion Turbine | 101.8 | Electric Utility
55234 | Audrain Generating Station | GT5 | Natural Gas Fired Combustion Turbine | 101.8 | Electric Utility
55234 | Audrain Generating Station | GT6 | Natural Gas Fired Combustion Turbine | 101.8 | Electric Utility
55234 | Audrain Generating Station | GT7 | Natural Gas Fired Combustion Turbine | 101.8 | Electric Utility
55234 | Audrain Generating Station | GT8 | Natural Gas Fired Combustion Turbine | 101.8 | Electric Utility
55236 | Lee Energy Facility | CT1 | Natural Gas Fired Combustion Turbine | 101.8 | IPP Non-CHP
55236 | Lee Energy Facility | CT2 | Natural Gas Fired Combustion Turbine | 101.8 | IPP Non-CHP
55236 | Lee Energy Facility | CT3 | Natural Gas Fired Combustion Turbine | 101.8 | IPP Non-CHP
55236 | Lee Energy Facility | CT4 | Natural Gas Fired Combustion Turbine | 101.8 | IPP Non-CHP
55236 | Lee Energy Facility | CT5 | Natural Gas Fired Combustion Turbine | 101.8 | IPP Non-CHP
55236 | Lee Energy Facility | CT6 | Natural Gas Fired Combustion Turbine | 101.8 | IPP Non-CHP
55236 | Lee Energy Facility | CT7 | Natural Gas Fired Combustion Turbine | 101.8 | IPP Non-CHP
55236 | Lee Energy Facility | CT8 | Natural Gas Fired Combustion Turbine | 101.8 | IPP Non-CHP
55237 | Energy Shelby County | CTG1 | Natural Gas Fired Combustion Turbine | 60.5 | IPP Non-CHP
55237 | Energy Shelby County | CTG2 | Natural Gas Fired Combustion Turbine | 60.5 | IPP Non-CHP
55237 | Energy Shelby County | CTG3 | Natural Gas Fired Combustion Turbine | 60.5 | IPP Non-CHP
55237 | Energy Shelby County | CTG4 | Natural Gas Fired Combustion Turbine | 60.5 | IPP Non-CHP
55237 | Energy Shelby County | CTG5 | Natural Gas Fired Combustion Turbine | 60.5 | IPP Non-CHP
55237 | Energy Shelby County | CTG6 | Natural Gas Fired Combustion Turbine | 60.5 | IPP Non-CHP
55237 | Energy Shelby County | CTG7 | Natural Gas Fired Combustion Turbine | 60 | IPP Non-CHP
55237 | Energy Shelby County | CTG8 | Natural Gas Fired Combustion Turbine | 60 | IPP Non-CHP
55238 | NRG Rockford I | 0001 | Natural Gas Fired Combustion Turbine | 158 | IPP Non-CHP
55238 | NRG Rockford I | 0002 | Natural Gas Fired Combustion Turbine | 158 | IPP Non-CHP
55239 | Red Oak Power LLC | 0001 | Natural Gas Fired Combined Cycle | 180.2 | IPP Non-CHP
55239 | Red Oak Power LLC | 0002 | Natural Gas Fired Combined Cycle | 180.2 | IPP Non-CHP
55239 | Red Oak Power LLC | 0003 | Natural Gas Fired Combined Cycle | 180.2 | IPP Non-CHP
55239 | Red Oak Power LLC | 0004 | Natural Gas Fired Combined Cycle | 280.5 | IPP Non-CHP
55241 | Hog Bayou Energy Center | CT01 | Natural Gas Fired Combined Cycle | 200 | IPP Non-CHP
55241 | Hog Bayou Energy Center | ST01 | Natural Gas Fired Combined Cycle | 80 | IPP Non-CHP
55242 | Santa Rosa Energy Center | CT01 | Natural Gas Fired Combined Cycle | 200 | IPP CHP
55242 | Santa Rosa Energy Center | ST01 | Natural Gas Fired Combined Cycle | 74.5 | IPP CHP
55243 | Astoria Gas Turbines | 10 | Petroleum Liquids | 23.8 | IPP Non-CHP
55243 | Astoria Gas Turbines | 11 | Petroleum Liquids | 23.8 | IPP Non-CHP
55243 | Astoria Gas Turbines | 12 | Petroleum Liquids | 23.8 | IPP Non-CHP
55243 | Astoria Gas Turbines | 13 | Petroleum Liquids | 23.8 | IPP Non-CHP
55243 | Astoria Gas Turbines | 2-1 | Natural Gas Fired Combustion Turbine | 41.9 | IPP Non-CHP
55243 | Astoria Gas Turbines | 2-2 | Natural Gas Fired Combustion Turbine | 41.9 | IPP Non-CHP
55243 | Astoria Gas Turbines | 2-3 | Natural Gas Fired Combustion Turbine | 41.9 | IPP Non-CHP
55243 | Astoria Gas Turbines | 2-4 | Natural Gas Fired Combustion Turbine | 41.9 | IPP Non-CHP
55243 | Astoria Gas Turbines | 3-1 | Natural Gas Fired Combustion Turbine | 41.9 | IPP Non-CHP
55243 | Astoria Gas Turbines | 3-2 | Natural Gas Fired Combustion Turbine | 41.9 | IPP Non-CHP
55243 | Astoria Gas Turbines | 3-3 | Natural Gas Fired Combustion Turbine | 41.9 | IPP Non-CHP
55243 | Astoria Gas Turbines | 3-4 | Natural Gas Fired Combustion Turbine | 41.9 | IPP Non-CHP
55243 | Astoria Gas Turbines | 4-1 | Natural Gas Fired Combustion Turbine | 41.9 | IPP Non-CHP
55243 | Astoria Gas Turbines | 4-2 | Natural Gas Fired Combustion Turbine | 41.9 | IPP Non-CHP
55243 | Astoria Gas Turbines | 4-3 | Natural Gas Fired Combustion Turbine | 41.9 | IPP Non-CHP
55243 | Astoria Gas Turbines | 4-4 | Natural Gas Fired Combustion Turbine | 41.9 | IPP Non-CHP
55243 | Astoria Gas Turbines | 5 | Petroleum Liquids | 16.3 | IPP Non-CHP
55243 | Astoria Gas Turbines | 7 | Petroleum Liquids | 16.3 | IPP Non-CHP
55243 | Astoria Gas Turbines | 8 | Petroleum Liquids | 16.3 | IPP Non-CHP
55244 | Doyle Energy Facility | CTG1 | Natural Gas Fired Combustion Turbine | 64 | Electric Utility
55244 | Doyle Energy Facility | CTG2 | Natural Gas Fired Combustion Turbine | 71.8 | Electric Utility
55244 | Doyle Energy Facility | CTG3 | Natural Gas Fired Combustion Turbine | 71.8 | Electric Utility
55244 | Doyle Energy Facility | CTG4 | Natural Gas Fired Combustion Turbine | 100.7 | Electric Utility
55244 | Doyle Energy Facility | CTG5 | Natural Gas Fired Combustion Turbine | 100.7 | Electric Utility
55245 | Tuscola Station | TG1 | Natural Gas Steam Turbine | 6 | Industrial CHP
55245 | Tuscola Station | TG2 | Natural Gas Steam Turbine | 6 | Industrial CHP
55245 | Tuscola Station | TG3 | Natural Gas Steam Turbine | 6 | Industrial CHP
55247 | Darby Electric Generating Station | GT1 | Natural Gas Fired Combustion Turbine | 94 | IPP Non-CHP
55247 | Darby Electric Generating Station | GT2 | Natural Gas Fired Combustion Turbine | 94 | IPP Non-CHP
55247 | Darby Electric Generating Station | GT3 | Natural Gas Fired Combustion Turbine | 94 | IPP Non-CHP
55247 | Darby Electric Generating Station | GT4 | Natural Gas Fired Combustion Turbine | 94 | IPP Non-CHP
55247 | Darby Electric Generating Station | GT5 | Natural Gas Fired Combustion Turbine | 94 | IPP Non-CHP
55247 | Darby Electric Generating Station | GT6 | Natural Gas Fired Combustion Turbine | 94 | IPP Non-CHP
55248 | Tait Electric Generating Station | GT4 | Natural Gas Fired Combustion Turbine | 94 | IPP Non-CHP
55248 | Tait Electric Generating Station | GT5 | Natural Gas Fired Combustion Turbine | 94 | IPP Non-CHP
55248 | Tait Electric Generating Station | GT6 | Natural Gas Fired Combustion Turbine | 94 | IPP Non-CHP
55248 | Tait Electric Generating Station | GT7 | Natural Gas Fired Combustion Turbine | 94 | IPP Non-CHP
55250 | University Park South | UPG1 | Natural Gas Fired Combustion Turbine | 58.9 | IPP Non-CHP
55250 | University Park South | UPG2 | Natural Gas Fired Combustion Turbine | 58.9 | IPP Non-CHP
55250 | University Park South | UPG3 | Natural Gas Fired Combustion Turbine | 58.9 | IPP Non-CHP
55250 | University Park South | UPG4 | Natural Gas Fired Combustion Turbine | 58.9 | IPP Non-CHP
55250 | University Park South | UPG5 | Natural Gas Fired Combustion Turbine | 58.9 | IPP Non-CHP
55250 | University Park South | UPG6 | Natural Gas Fired Combustion Turbine | 58.9 | IPP Non-CHP
55251 | Gleason Generating Facility | CTG1 | Natural Gas Fired Combustion Turbine | 185.4 | Electric Utility
55251 | Gleason Generating Facility | CTG2 | Natural Gas Fired Combustion Turbine | 191.2 | Electric Utility
55251 | Gleason Generating Facility | CTG3 | Natural Gas Fired Combustion Turbine | 191.2 | Electric Utility
55253 | Crete Energy Venture LLC | GT1 | Natural Gas Fired Combustion Turbine | 89 | IPP Non-CHP
55253 | Crete Energy Venture LLC | GT2 | Natural Gas Fired Combustion Turbine | 89 | IPP Non-CHP
55253 | Crete Energy Venture LLC | GT3 | Natural Gas Fired Combustion Turbine | 89 | IPP Non-CHP
55253 | Crete Energy Venture LLC | GT4 | Natural Gas Fired Combustion Turbine | 89 | IPP Non-CHP
55259 | Whiting Clean Energy | CT1 | Natural Gas Fired Combined Cycle | 181.9 | IPP CHP
55259 | Whiting Clean Energy | CT2 | Natural Gas Fired Combined Cycle | 181.9 | IPP CHP
55259 | Whiting Clean Energy | ST1 | Natural Gas Fired Combined Cycle | 213 | IPP CHP
55262 | Bowling Green Generating Station | CT1 | Natural Gas Fired Combustion Turbine | 33 | Electric Utility
55262 | Bowling Green Generating Station | CT2 | Natural Gas Fired Combustion Turbine | 16.5 | Electric Utility
55263 | Galion Generating Station | CT1 | Natural Gas Fired Combustion Turbine | 33 | Electric Utility
55263 | Galion Generating Station | CT2 | Natural Gas Fired Combustion Turbine | 16.5 | Electric Utility
55264 | Napoleon Peaking Station | CT1 | Natural Gas Fired Combustion Turbine | 33 | Electric Utility
55264 | Napoleon Peaking Station | CT2 | Natural Gas Fired Combustion Turbine | 16.5 | Electric Utility
55265 | Lake Benton II | EXIS | Onshore Wind Turbine | 103.5 | IPP Non-CHP
55267 | Edward L. Addison Generating Plant | 712 | Natural Gas Fired Combustion Turbine | 175.3 | IPP Non-CHP
55267 | Edward L. Addison Generating Plant | 713 | Natural Gas Fired Combustion Turbine | 175.3 | IPP Non-CHP
55267 | Edward L. Addison Generating Plant | 714 | Natural Gas Fired Combustion Turbine | 175.3 | IPP Non-CHP
55267 | Edward L. Addison Generating Plant | 715 | Natural Gas Fired Combustion Turbine | 175.3 | IPP Non-CHP
55269 | TVA Southaven Combined Cycle | CTG1 | Natural Gas Fired Combined Cycle | 179.3 | Electric Utility
55269 | TVA Southaven Combined Cycle | CTG2 | Natural Gas Fired Combined Cycle | 179.3 | Electric Utility
55269 | TVA Southaven Combined Cycle | CTG3 | Natural Gas Fired Combined Cycle | 179.3 | Electric Utility
55269 | TVA Southaven Combined Cycle | STG1 | Natural Gas Fired Combined Cycle | 122 | Electric Utility
55269 | TVA Southaven Combined Cycle | STG2 | Natural Gas Fired Combined Cycle | 122 | Electric Utility
55269 | TVA Southaven Combined Cycle | STG3 | Natural Gas Fired Combined Cycle | 122 | Electric Utility
55270 | Jackson Generating Station | 7EA | Natural Gas Fired Combined Cycle | 79 | Electric Utility
55270 | Jackson Generating Station | LM1 | Natural Gas Fired Combined Cycle | 60 | Electric Utility
55270 | Jackson Generating Station | LM2 | Natural Gas Fired Combined Cycle | 60 | Electric Utility
55270 | Jackson Generating Station | LM3 | Natural Gas Fired Combined Cycle | 60 | Electric Utility
55270 | Jackson Generating Station | LM4 | Natural Gas Fired Combined Cycle | 60 | Electric Utility
55270 | Jackson Generating Station | LM5 | Natural Gas Fired Combined Cycle | 60 | Electric Utility
55270 | Jackson Generating Station | LM6 | Natural Gas Fired Combined Cycle | 60 | Electric Utility
55270 | Jackson Generating Station | ST1 | Natural Gas Fired Combined Cycle | 105 | Electric Utility
55270 | Jackson Generating Station | ST2 | Natural Gas Fired Combined Cycle | 105 | Electric Utility
55271 | Tenaska Lindsay Hill Generating Station | GTG1 | Natural Gas Fired Combined Cycle | 183.1 | IPP Non-CHP
55271 | Tenaska Lindsay Hill Generating Station | GTG2 | Natural Gas Fired Combined Cycle | 183.1 | IPP Non-CHP
55271 | Tenaska Lindsay Hill Generating Station | GTG3 | Natural Gas Fired Combined Cycle | 183.1 | IPP Non-CHP
55271 | Tenaska Lindsay Hill Generating Station | STG1 | Natural Gas Fired Combined Cycle | 390.1 | IPP Non-CHP
55274 | State Farm Support Center East | 2A | Petroleum Liquids | 1.8 | Commercial Non-CHP
55274 | State Farm Support Center East | 2B | Petroleum Liquids | 1.8 | Commercial Non-CHP
55274 | State Farm Support Center East | 3A | Petroleum Liquids | 1.8 | Commercial Non-CHP
55274 | State Farm Support Center East | 3B | Petroleum Liquids | 1.8 | Commercial Non-CHP
55274 | State Farm Support Center East | 4A | Petroleum Liquids | 1.8 | Commercial Non-CHP
55274 | State Farm Support Center East | 4B | Petroleum Liquids | 1.8 | Commercial Non-CHP
55276 | Ceredo Generating Station | 01 | Natural Gas Fired Combustion Turbine | 86.5 | Electric Utility
55276 | Ceredo Generating Station | 02 | Natural Gas Fired Combustion Turbine | 86.5 | Electric Utility
55276 | Ceredo Generating Station | 03 | Natural Gas Fired Combustion Turbine | 86.5 | Electric Utility
55276 | Ceredo Generating Station | 04 | Natural Gas Fired Combustion Turbine | 86.5 | Electric Utility
55276 | Ceredo Generating Station | 05 | Natural Gas Fired Combustion Turbine | 86.5 | Electric Utility
55276 | Ceredo Generating Station | 06 | Natural Gas Fired Combustion Turbine | 86.5 | Electric Utility
55278 | Beaver Creek Gas Plant | 1 | Natural Gas Fired Combustion Turbine | 2.5 | Industrial CHP
55278 | Beaver Creek Gas Plant | 2 | Natural Gas Fired Combustion Turbine | 2.5 | Industrial CHP
55279 | Aurora | CTG1 | Natural Gas Fired Combustion Turbine | 213 | IPP Non-CHP
55279 | Aurora | CTG10 | Natural Gas Fired Combustion Turbine | 71 | IPP Non-CHP
55279 | Aurora | CTG2 | Natural Gas Fired Combustion Turbine | 213 | IPP Non-CHP
55279 | Aurora | CTG3 | Natural Gas Fired Combustion Turbine | 210 | IPP Non-CHP
55279 | Aurora | CTG4 | Natural Gas Fired Combustion Turbine | 213 | IPP Non-CHP
55279 | Aurora | CTG5 | Natural Gas Fired Combustion Turbine | 71 | IPP Non-CHP
55279 | Aurora | CTG6 | Natural Gas Fired Combustion Turbine | 71 | IPP Non-CHP
55279 | Aurora | CTG7 | Natural Gas Fired Combustion Turbine | 71 | IPP Non-CHP
55279 | Aurora | CTG8 | Natural Gas Fired Combustion Turbine | 71 | IPP Non-CHP
55279 | Aurora | CTG9 | Natural Gas Fired Combustion Turbine | 71 | IPP Non-CHP
55281 | Southeast Chicago Energy Project | GT05 | Natural Gas Fired Combustion Turbine | 50.9 | IPP Non-CHP
55281 | Southeast Chicago Energy Project | GT06 | Natural Gas Fired Combustion Turbine | 50.9 | IPP Non-CHP
55281 | Southeast Chicago Energy Project | GT07 | Natural Gas Fired Combustion Turbine | 50.9 | IPP Non-CHP
55281 | Southeast Chicago Energy Project | GT08 | Natural Gas Fired Combustion Turbine | 50.9 | IPP Non-CHP
55281 | Southeast Chicago Energy Project | GT09 | Natural Gas Fired Combustion Turbine | 50.9 | IPP Non-CHP
55281 | Southeast Chicago Energy Project | GT10 | Natural Gas Fired Combustion Turbine | 50.9 | IPP Non-CHP
55281 | Southeast Chicago Energy Project | GT11 | Natural Gas Fired Combustion Turbine | 50.9 | IPP Non-CHP
55281 | Southeast Chicago Energy Project | GT12 | Natural Gas Fired Combustion Turbine | 50.9 | IPP Non-CHP
55282 | Arlington Valley Energy Facility | CTG1 | Natural Gas Fired Combined Cycle | 198 | IPP Non-CHP
55282 | Arlington Valley Energy Facility | CTG2 | Natural Gas Fired Combined Cycle | 198 | IPP Non-CHP
55282 | Arlington Valley Energy Facility | STG1 | Natural Gas Fired Combined Cycle | 317 | IPP Non-CHP
55283 | Front Range Power Plant | 1 | Natural Gas Fired Combined Cycle | 154 | Electric Utility
55283 | Front Range Power Plant | 2 | Natural Gas Fired Combined Cycle | 154 | Electric Utility
55283 | Front Range Power Plant | 3 | Natural Gas Fired Combined Cycle | 233 | Electric Utility
55284 | Big Sandy Peaker Plant | BSG1 | Natural Gas Fired Combustion Turbine | 58.9 | IPP Non-CHP
55284 | Big Sandy Peaker Plant | BSG2 | Natural Gas Fired Combustion Turbine | 58.9 | IPP Non-CHP
55284 | Big Sandy Peaker Plant | BSG3 | Natural Gas Fired Combustion Turbine | 58.9 | IPP Non-CHP
55284 | Big Sandy Peaker Plant | BSG4 | Natural Gas Fired Combustion Turbine | 58.9 | IPP Non-CHP
55284 | Big Sandy Peaker Plant | BSG5 | Natural Gas Fired Combustion Turbine | 58.9 | IPP Non-CHP
55284 | Big Sandy Peaker Plant | BSG6 | Natural Gas Fired Combustion Turbine | 58.9 | IPP Non-CHP
55285 | Wolf Hills Energy | WHG1 | Natural Gas Fired Combustion Turbine | 57 | IPP Non-CHP
55285 | Wolf Hills Energy | WHG2 | Natural Gas Fired Combustion Turbine | 57 | IPP Non-CHP
55285 | Wolf Hills Energy | WHG3 | Natural Gas Fired Combustion Turbine | 57 | IPP Non-CHP
55285 | Wolf Hills Energy | WHG4 | Natural Gas Fired Combustion Turbine | 57 | IPP Non-CHP
55285 | Wolf Hills Energy | WHG5 | Natural Gas Fired Combustion Turbine | 57 | IPP Non-CHP
55286 | Oleander Power Project LP | OG1 | Natural Gas Fired Combustion Turbine | 198.9 | IPP Non-CHP
55286 | Oleander Power Project LP | OG2 | Natural Gas Fired Combustion Turbine | 198.9 | IPP Non-CHP
55286 | Oleander Power Project LP | OG3 | Natural Gas Fired Combustion Turbine | 198.9 | IPP Non-CHP
55286 | Oleander Power Project LP | OG4 | Natural Gas Fired Combustion Turbine | 198.9 | IPP Non-CHP
55286 | Oleander Power Project LP | OG5 | Natural Gas Fired Combustion Turbine | 198.8 | IPP Non-CHP
55287 | Storm Lake II | EXIS | Onshore Wind Turbine | 80.2 | IPP Non-CHP
55288 | Medway Hydro | MW01 | Conventional Hydroelectric | 0.8 | IPP Non-CHP
55288 | Medway Hydro | MW02 | Conventional Hydroelectric | 0.8 | IPP Non-CHP
55288 | Medway Hydro | MW03 | Conventional Hydroelectric | 0.8 | IPP Non-CHP
55288 | Medway Hydro | MW04 | Conventional Hydroelectric | 0.8 | IPP Non-CHP
55288 | Medway Hydro | MW05 | Conventional Hydroelectric | 0.8 | IPP Non-CHP
55292 | Decatur Energy Center | CTG1 | Natural Gas Fired Combined Cycle | 210.8 | IPP Non-CHP
55292 | Decatur Energy Center | CTG2 | Natural Gas Fired Combined Cycle | 210.8 | IPP Non-CHP
55292 | Decatur Energy Center | CTG3 | Natural Gas Fired Combined Cycle | 210.8 | IPP Non-CHP
55292 | Decatur Energy Center | STG1 | Natural Gas Fired Combined Cycle | 270 | IPP Non-CHP
55293 | Morgan Energy Center | CTG1 | Natural Gas Fired Combined Cycle | 210 | IPP CHP
55293 | Morgan Energy Center | CTG2 | Natural Gas Fired Combined Cycle | 210 | IPP CHP
55293 | Morgan Energy Center | CTG3 | Natural Gas Fired Combined Cycle | 210 | IPP CHP
55293 | Morgan Energy Center | STG1 | Natural Gas Fired Combined Cycle | 270 | IPP CHP
55294 | Westbrook Energy Center Power Plant | GTG1 | Natural Gas Fired Combined Cycle | 184.2 | IPP Non-CHP
55294 | Westbrook Energy Center Power Plant | GTG2 | Natural Gas Fired Combined Cycle | 184.2 | IPP Non-CHP
55294 | Westbrook Energy Center Power Plant | STG3 | Natural Gas Fired Combined Cycle | 195.5 | IPP Non-CHP
55295 | Blythe Energy Inc | CT1 | Natural Gas Fired Combined Cycle | 182 | IPP Non-CHP
55295 | Blythe Energy Inc | CT2 | Natural Gas Fired Combined Cycle | 182 | IPP Non-CHP
55295 | Blythe Energy Inc | ST1 | Natural Gas Fired Combined Cycle | 227 | IPP Non-CHP
55296 | Calumet Energy Team LLC | CT11 | Natural Gas Fired Combustion Turbine | 156.4 | IPP Non-CHP
55296 | Calumet Energy Team LLC | CT12 | Natural Gas Fired Combustion Turbine | 156.4 | IPP Non-CHP
55297 | New Covert Generating Facility | 1 | Natural Gas Fired Combined Cycle | 245 | IPP Non-CHP
55297 | New Covert Generating Facility | 1A | Natural Gas Fired Combined Cycle | 147 | IPP Non-CHP
55297 | New Covert Generating Facility | 2 | Natural Gas Fired Combined Cycle | 245 | IPP Non-CHP
55297 | New Covert Generating Facility | 2A | Natural Gas Fired Combined Cycle | 147 | IPP Non-CHP
55297 | New Covert Generating Facility | 3 | Natural Gas Fired Combined Cycle | 245 | IPP Non-CHP
55297 | New Covert Generating Facility | 3A | Natural Gas Fired Combined Cycle | 147 | IPP Non-CHP
55298 | Fairless Energy Center | CT1A | Natural Gas Fired Combined Cycle | 198.9 | IPP Non-CHP
55298 | Fairless Energy Center | CT1B | Natural Gas Fired Combined Cycle | 198.9 | IPP Non-CHP
55298 | Fairless Energy Center | CT2A | Natural Gas Fired Combined Cycle | 198.9 | IPP Non-CHP
55298 | Fairless Energy Center | CT2B | Natural Gas Fired Combined Cycle | 198.9 | IPP Non-CHP
55298 | Fairless Energy Center | ST1 | Natural Gas Fired Combined Cycle | 271.2 | IPP Non-CHP
55298 | Fairless Energy Center | ST2 | Natural Gas Fired Combined Cycle | 271.2 | IPP Non-CHP
55299 | Channel Energy Center LLC | CTG1 | Natural Gas Fired Combined Cycle | 215 | IPP CHP
55299 | Channel Energy Center LLC | CTG2 | Natural Gas Fired Combined Cycle | 215 | IPP CHP
55299 | Channel Energy Center LLC | CTG3 | Natural Gas Fired Combined Cycle | 208.8 | IPP CHP
55299 | Channel Energy Center LLC | ST-1 | Natural Gas Fired Combined Cycle | 285 | IPP CHP
55302 | Wasatch Energy Systems Energy Recovery | 1 | Municipal Solid Waste | 1.6 | IPP CHP
55304 | Baconton Power Plant | CT1 | Natural Gas Fired Combustion Turbine | 60.5 | IPP Non-CHP
55304 | Baconton Power Plant | CT4 | Natural Gas Fired Combustion Turbine | 60.5 | IPP Non-CHP
55304 | Baconton Power Plant | CT5 | Natural Gas Fired Combustion Turbine | 60.5 | IPP Non-CHP
55304 | Baconton Power Plant | CT6 | Natural Gas Fired Combustion Turbine | 60.5 | IPP Non-CHP
55306 | Gila River Power Station | CTG7 | Natural Gas Fired Combined Cycle | 174 | IPP Non-CHP
55306 | Gila River Power Station | CTG8 | Natural Gas Fired Combined Cycle | 174 | IPP Non-CHP
55306 | Gila River Power Station | ST12 | Natural Gas Fired Combined Cycle | 271 | IPP Non-CHP
55308 | Calvert City | GEN1 | Natural Gas Fired Combustion Turbine | 26.7 | Industrial CHP
55309 | Air Products Port Arthur | GEN 5 | Natural Gas Fired Combustion Turbine | 32.8 | Industrial CHP
55309 | Air Products Port Arthur | GEN1 | Natural Gas Fired Combustion Turbine | 37.6 | Industrial CHP
55309 | Air Products Port Arthur | GEN3 | Natural Gas Steam Turbine | 20.5 | Industrial CHP
55309 | Air Products Port Arthur | GEN4 | Natural Gas Fired Combustion Turbine | 78.2 | Industrial CHP
55311 | BASF Freeport Works | GEN1 | Natural Gas Fired Combustion Turbine | 81 | Industrial CHP
55311 | BASF Freeport Works | GEN2 | All Other | 11.7 | Industrial CHP
55312 | Freeport McMoRan Cobre Mining | 1 | Petroleum Liquids | 0.8 | Industrial Non-CHP
55312 | Freeport McMoRan Cobre Mining | 2 | Petroleum Liquids | 0.8 | Industrial Non-CHP
55312 | Freeport McMoRan Cobre Mining | 3 | Petroleum Liquids | 0.8 | Industrial Non-CHP
55313 | Ingleside Cogeneration | CTG1 | Natural Gas Fired Combined Cycle | 170.1 | Industrial CHP
55313 | Ingleside Cogeneration | CTG2 | Natural Gas Fired Combined Cycle | 170.1 | Industrial CHP
55313 | Ingleside Cogeneration | STG | Natural Gas Fired Combined Cycle | 176.8 | Industrial CHP
55317 | Fore River Generating Station | GT11 | Natural Gas Fired Combined Cycle | 278.6 | IPP Non-CHP
55317 | Fore River Generating Station | GT12 | Natural Gas Fired Combined Cycle | 278.6 | IPP Non-CHP
55317 | Fore River Generating Station | ST15 | Natural Gas Fired Combined Cycle | 315 | IPP Non-CHP
55318 | Indian River | 1 | Natural Gas Steam Turbine | 79 | Electric Utility
55318 | Indian River | 2 | Natural Gas Steam Turbine | 213 | Electric Utility
55318 | Indian River | 3 | Natural Gas Steam Turbine | 317 | Electric Utility
55319 | Athens Regional Medical Center | CT1 | Petroleum Liquids | 0.7 | Commercial Non-CHP
55319 | Athens Regional Medical Center | CT3 | Petroleum Liquids | 0.7 | Commercial Non-CHP
55319 | Athens Regional Medical Center | STEG3 | Petroleum Liquids | 0.8 | Commercial Non-CHP
55319 | Athens Regional Medical Center | STEG4 | Petroleum Liquids | 0.8 | Commercial Non-CHP
55319 | Athens Regional Medical Center | STEG5 | Petroleum Liquids | 0.8 | Commercial Non-CHP
55319 | Athens Regional Medical Center | STEG6 | Petroleum Liquids | 0.8 | Commercial Non-CHP
55320 | Wise County Power LLC | GT1 | Natural Gas Fired Combined Cycle | 242 | IPP Non-CHP
55320 | Wise County Power LLC | GT2 | Natural Gas Fired Combined Cycle | 242 | IPP Non-CHP
55320 | Wise County Power LLC | ST1 | Natural Gas Fired Combined Cycle | 262 | IPP Non-CHP
55322 | Chuck Lenzie Generating Station | CTG1 | Natural Gas Fired Combined Cycle | 201.5 | Electric Utility
55322 | Chuck Lenzie Generating Station | CTG2 | Natural Gas Fired Combined Cycle | 201.5 | Electric Utility
55322 | Chuck Lenzie Generating Station | CTG3 | Natural Gas Fired Combined Cycle | 201.5 | Electric Utility
55322 | Chuck Lenzie Generating Station | CTG4 | Natural Gas Fired Combined Cycle | 201.5 | Electric Utility
55322 | Chuck Lenzie Generating Station | ST1 | Natural Gas Fired Combined Cycle | 329.8 | Electric Utility
55322 | Chuck Lenzie Generating Station | ST2 | Natural Gas Fired Combined Cycle | 329.8 | Electric Utility
55327 | Baytown Energy Center | CTG1 | Natural Gas Fired Combined Cycle | 219.3 | IPP CHP
55327 | Baytown Energy Center | CTG2 | Natural Gas Fired Combined Cycle | 219.3 | IPP CHP
55327 | Baytown Energy Center | CTG3 | Natural Gas Fired Combined Cycle | 219.3 | IPP CHP
55327 | Baytown Energy Center | STG1 | Natural Gas Fired Combined Cycle | 275 | IPP CHP
55328 | Hermiston Power Partnership | CTG1 | Natural Gas Fired Combined Cycle | 212.5 | IPP Non-CHP
55328 | Hermiston Power Partnership | CTG2 | Natural Gas Fired Combined Cycle | 212.5 | IPP Non-CHP
55328 | Hermiston Power Partnership | STG1 | Natural Gas Fired Combined Cycle | 264.4 | IPP Non-CHP
55332 | Washington County Power LLC | 1 | Natural Gas Fired Combustion Turbine | 198.9 | IPP Non-CHP
55332 | Washington County Power LLC | 2 | Natural Gas Fired Combustion Turbine | 198.9 | IPP Non-CHP
55332 | Washington County Power LLC | 3 | Natural Gas Fired Combustion Turbine | 198.9 | IPP Non-CHP
55332 | Washington County Power LLC | 4 | Natural Gas Fired Combustion Turbine | 198.9 | IPP Non-CHP
55333 | Delta Energy Center | CTG1 | Natural Gas Fired Combined Cycle | 212 | IPP Non-CHP
55333 | Delta Energy Center | CTG2 | Natural Gas Fired Combined Cycle | 212 | IPP Non-CHP
55333 | Delta Energy Center | CTG3 | Natural Gas Fired Combined Cycle | 213.5 | IPP Non-CHP
55333 | Delta Energy Center | STG1 | Natural Gas Fired Combined Cycle | 306 | IPP Non-CHP
55334 | Holland Energy Facility | CTG1 | Natural Gas Fired Combined Cycle | 178.5 | Electric Utility
55334 | Holland Energy Facility | CTG2 | Natural Gas Fired Combined Cycle | 178.5 | Electric Utility
55334 | Holland Energy Facility | STG1 | Natural Gas Fired Combined Cycle | 345.1 | Electric Utility
55337 | TalenEnergy Ironwood LLC | CT1 | Natural Gas Fired Combined Cycle | 259.2 | IPP Non-CHP
55337 | TalenEnergy Ironwood LLC | CT2 | Natural Gas Fired Combined Cycle | 259.2 | IPP Non-CHP
55337 | TalenEnergy Ironwood LLC | ST4 | Natural Gas Fired Combined Cycle | 259.2 | IPP Non-CHP
55340 | Dell Power Station | CTG1 | Natural Gas Fired Combined Cycle | 199.3 | Electric Utility
55340 | Dell Power Station | CTG2 | Natural Gas Fired Combined Cycle | 199.3 | Electric Utility
55340 | Dell Power Station | STG | Natural Gas Fired Combined Cycle | 280.5 | Electric Utility
55342 | Woodstock Windfarm | WIND | Onshore Wind Turbine | 10.2 | IPP Non-CHP
55343 | Luna Energy Facility | CTG1 | Natural Gas Fired Combined Cycle | 175 | Electric Utility
55343 | Luna Energy Facility | CTG2 | Natural Gas Fired Combined Cycle | 175 | Electric Utility
55343 | Luna Energy Facility | STG1 | Natural Gas Fired Combined Cycle | 300 | Electric Utility
55345 | Otay Mesa Generating Project | 1-01 | Natural Gas Fired Combined Cycle | 198.9 | IPP Non-CHP
55345 | Otay Mesa Generating Project | 1-02 | Natural Gas Fired Combined Cycle | 198.9 | IPP Non-CHP
55345 | Otay Mesa Generating Project | 1-03 | Natural Gas Fired Combined Cycle | 290.7 | IPP Non-CHP
55347 | Armstrong | 1 | Natural Gas Fired Combustion Turbine | 172 | IPP Non-CHP
55347 | Armstrong | 2 | Natural Gas Fired Combustion Turbine | 172 | IPP Non-CHP
55347 | Armstrong | 3 | Natural Gas Fired Combustion Turbine | 172 | IPP Non-CHP
55347 | Armstrong | 4 | Natural Gas Fired Combustion Turbine | 172 | IPP Non-CHP
55348 | Troy Energy LLC | 1 | Natural Gas Fired Combustion Turbine | 172 | IPP Non-CHP
55348 | Troy Energy LLC | 2 | Natural Gas Fired Combustion Turbine | 172 | IPP Non-CHP
55348 | Troy Energy LLC | 3 | Natural Gas Fired Combustion Turbine | 172 | IPP Non-CHP
55348 | Troy Energy LLC | 4 | Natural Gas Fired Combustion Turbine | 172 | IPP Non-CHP
55349 | Pleasants Energy LLC | 1 | Natural Gas Fired Combustion Turbine | 172 | IPP Non-CHP
55349 | Pleasants Energy LLC | 2 | Natural Gas Fired Combustion Turbine | 172 | IPP Non-CHP
55350 | Dresden Energy Facility | 1 | Natural Gas Fired Combined Cycle | 198.9 | Electric Utility
55350 | Dresden Energy Facility | 2 | Natural Gas Fired Combined Cycle | 198.9 | Electric Utility
55350 | Dresden Energy Facility | 3 | Natural Gas Fired Combined Cycle | 280.5 | Electric Utility
55353 | Lakota Ridge LLC | NMO1 | Onshore Wind Turbine | 11.2 | IPP Non-CHP
55354 | Shaokatan Hills LLC | 6150 | Onshore Wind Turbine | 11.8 | IPP Non-CHP
55357 | Brazos Valley Generating Facility | CTG1 | Natural Gas Fired Combined Cycle | 200 | IPP Non-CHP
55357 | Brazos Valley Generating Facility | CTG2 | Natural Gas Fired Combined Cycle | 200 | IPP Non-CHP
55357 | Brazos Valley Generating Facility | STG1 | Natural Gas Fired Combined Cycle | 275.6 | IPP Non-CHP
55358 | Cottonwood Energy Project | CT1 | Natural Gas Fired Combined Cycle | 198.9 | IPP Non-CHP
55358 | Cottonwood Energy Project | CT2 | Natural Gas Fired Combined Cycle | 198.9 | IPP Non-CHP
55358 | Cottonwood Energy Project | CT3 | Natural Gas Fired Combined Cycle | 198.9 | IPP Non-CHP
55358 | Cottonwood Energy Project | CT4 | Natural Gas Fired Combined Cycle | 198.9 | IPP Non-CHP
55358 | Cottonwood Energy Project | ST1 | Natural Gas Fired Combined Cycle | 159.5 | IPP Non-CHP
55358 | Cottonwood Energy Project | ST2 | Natural Gas Fired Combined Cycle | 159.5 | IPP Non-CHP
55358 | Cottonwood Energy Project | ST3 | Natural Gas Fired Combined Cycle | 159.5 | IPP Non-CHP
55358 | Cottonwood Energy Project | ST4 | Natural Gas Fired Combined Cycle | 159.5 | IPP Non-CHP
55364 | Sugar Creek Power | CT01 | Natural Gas Fired Combined Cycle | 203.2 | Electric Utility
55364 | Sugar Creek Power | CT02 | Natural Gas Fired Combined Cycle | 203.2 | Electric Utility
55364 | Sugar Creek Power | ST1 | Natural Gas Fired Combined Cycle | 213 | Electric Utility
55365 | Exelon LaPorte Generating Station | GT1 | Natural Gas Fired Combustion Turbine | 59 | IPP Non-CHP
55365 | Exelon LaPorte Generating Station | GT2 | Natural Gas Fired Combustion Turbine | 59 | IPP Non-CHP
55365 | Exelon LaPorte Generating Station | GT3 | Natural Gas Fired Combustion Turbine | 59 | IPP Non-CHP
55365 | Exelon LaPorte Generating Station | GT4 | Natural Gas Fired Combustion Turbine | 59 | IPP Non-CHP
55367 | West Texas Wind Energy LLC | 01 | Onshore Wind Turbine | 75 | IPP Non-CHP
55368 | Wethersfield Wind Farm | V47 | Onshore Wind Turbine | 6.6 | IPP Non-CHP
55369 | Hamakua Energy Plant | CT1 | Petroleum Liquids | 23 | IPP Non-CHP
55369 | Hamakua Energy Plant | CT2 | Petroleum Liquids | 23 | IPP Non-CHP
55369 | Hamakua Energy Plant | ST1 | Petroleum Liquids | 20 | IPP Non-CHP
55370 | Green Mountain Storage, LLC | BGM | Batteries | 10.4 | IPP Non-CHP
55372 | Harquahala Generating Project | CTG1 | Natural Gas Fired Combined Cycle | 281.7 | IPP Non-CHP
55372 | Harquahala Generating Project | CTG2 | Natural Gas Fired Combined Cycle | 281.7 | IPP Non-CHP
55372 | Harquahala Generating Project | CTG3 | Natural Gas Fired Combined Cycle | 281.7 | IPP Non-CHP
55372 | Harquahala Generating Project | STG1 | Natural Gas Fired Combined Cycle | 160 | IPP Non-CHP
55372 | Harquahala Generating Project | STG2 | Natural Gas Fired Combined Cycle | 160 | IPP Non-CHP
55372 | Harquahala Generating Project | STG3 | Natural Gas Fired Combined Cycle | 160 | IPP Non-CHP
55375 | Astoria Energy | CT1 | Natural Gas Fired Combined Cycle | 170 | IPP Non-CHP
55375 | Astoria Energy | CT2 | Natural Gas Fired Combined Cycle | 170 | IPP Non-CHP
55375 | Astoria Energy | ST1 | Natural Gas Fired Combined Cycle | 255 | IPP Non-CHP
55377 | FirstEnergy Gans | UNT8 | Natural Gas Fired Combustion Turbine | 43.8 | IPP Non-CHP
55377 | FirstEnergy Gans | UNT9 | Natural Gas Fired Combustion Turbine | 43.8 | IPP Non-CHP
55380 | Union Power Station | CTG1 | Natural Gas Fired Combined Cycle | 176 | IPP Non-CHP
55380 | Union Power Station | CTG2 | Natural Gas Fired Combined Cycle | 176 | IPP Non-CHP
55380 | Union Power Station | CTG3 | Natural Gas Fired Combined Cycle | 176 | IPP Non-CHP
55380 | Union Power Station | CTG4 | Natural Gas Fired Combined Cycle | 176 | IPP Non-CHP
55380 | Union Power Station | CTG5 | Natural Gas Fired Combined Cycle | 176 | IPP Non-CHP
55380 | Union Power Station | CTG6 | Natural Gas Fired Combined Cycle | 176 | IPP Non-CHP
55380 | Union Power Station | CTG7 | Natural Gas Fired Combined Cycle | 176 | IPP Non-CHP
55380 | Union Power Station | CTG8 | Natural Gas Fired Combined Cycle | 176 | IPP Non-CHP
55380 | Union Power Station | STG1 | Natural Gas Fired Combined Cycle | 255 | IPP Non-CHP
55380 | Union Power Station | STG2 | Natural Gas Fired Combined Cycle | 255 | IPP Non-CHP
55380 | Union Power Station | STG3 | Natural Gas Fired Combined Cycle | 255 | IPP Non-CHP
55380 | Union Power Station | STG4 | Natural Gas Fired Combined Cycle | 255 | IPP Non-CHP
55381 | Commonwealth Chesapeake | UNT1 | Petroleum Liquids | 57.5 | IPP Non-CHP
55381 | Commonwealth Chesapeake | UNT2 | Petroleum Liquids | 57.5 | IPP Non-CHP
55381 | Commonwealth Chesapeake | UNT3 | Petroleum Liquids | 57.5 | IPP Non-CHP
55381 | Commonwealth Chesapeake | UNT4 | Petroleum Liquids | 57.5 | IPP Non-CHP
55381 | Commonwealth Chesapeake | UNT5 | Petroleum Liquids | 57.5 | IPP Non-CHP
55381 | Commonwealth Chesapeake | UNT6 | Petroleum Liquids | 57.5 | IPP Non-CHP
55381 | Commonwealth Chesapeake | UNT7 | Petroleum Liquids | 57.5 | IPP Non-CHP
55382 | Thomas A Smith Energy Facility | 1GT1 | Natural Gas Fired Combined Cycle | 147 | Electric Utility
55382 | Thomas A Smith Energy Facility | 1GT2 | Natural Gas Fired Combined Cycle | 147 | Electric Utility
55382 | Thomas A Smith Energy Facility | 1STG | Natural Gas Fired Combined Cycle | 302 | Electric Utility
55382 | Thomas A Smith Energy Facility | 2GT1 | Natural Gas Fired Combined Cycle | 147 | Electric Utility
55382 | Thomas A Smith Energy Facility | 2GT2 | Natural Gas Fired Combined Cycle | 147 | Electric Utility
55382 | Thomas A Smith Energy Facility | 2STG | Natural Gas Fired Combined Cycle | 302 | Electric Utility
55386 | Columbia Energy Center (SC) | CT1 | Natural Gas Fired Combined Cycle | 197 | IPP CHP
55386 | Columbia Energy Center (SC) | CT2 | Natural Gas Fired Combined Cycle | 197 | IPP CHP
55386 | Columbia Energy Center (SC) | ST1 | Natural Gas Fired Combined Cycle | 274.5 | IPP CHP
55390 | State Farm Insur Support Center Central | 2A | Petroleum Liquids | 1.8 | Commercial Non-CHP
55390 | State Farm Insur Support Center Central | 2B | Petroleum Liquids | 1.8 | Commercial Non-CHP
55390 | State Farm Insur Support Center Central | 3A | Petroleum Liquids | 1.8 | Commercial Non-CHP
55390 | State Farm Insur Support Center Central | 3B | Petroleum Liquids | 1.8 | Commercial Non-CHP
55390 | State Farm Insur Support Center Central | 4A | Petroleum Liquids | 1.8 | Commercial Non-CHP
55390 | State Farm Insur Support Center Central | 4B | Petroleum Liquids | 1.8 | Commercial Non-CHP
55391 | RockGen Energy Center | 01 | Natural Gas Fired Combustion Turbine | 187 | IPP Non-CHP
55391 | RockGen Energy Center | 02 | Natural Gas Fired Combustion Turbine | 187 | IPP Non-CHP
55391 | RockGen Energy Center | 03 | Natural Gas Fired Combustion Turbine | 187 | IPP Non-CHP
55392 | Zion Energy Center | CTG1 | Natural Gas Fired Combustion Turbine | 198.9 | IPP Non-CHP
55392 | Zion Energy Center | CTG2 | Natural Gas Fired Combustion Turbine | 198.9 | IPP Non-CHP
55392 | Zion Energy Center | CTG3 | Natural Gas Fired Combustion Turbine | 198.9 | IPP Non-CHP
55393 | Metcalf Energy Center | CTG1 | Natural Gas Fired Combined Cycle | 200 | IPP Non-CHP
55393 | Metcalf Energy Center | CTG2 | Natural Gas Fired Combined Cycle | 200 | IPP Non-CHP
55393 | Metcalf Energy Center | STG1 | Natural Gas Fired Combined Cycle | 235 | IPP Non-CHP
55395 | Crossroads Energy Center | CT01 | Natural Gas Fired Combustion Turbine | 76.6 | Electric Utility
55395 | Crossroads Energy Center | CT02 | Natural Gas Fired Combustion Turbine | 76.6 | Electric Utility
55395 | Crossroads Energy Center | CT03 | Natural Gas Fired Combustion Turbine | 76.6 | Electric Utility
55395 | Crossroads Energy Center | CT04 | Natural Gas Fired Combustion Turbine | 76.6 | Electric Utility
55396 | Green Power I | WGNS | Onshore Wind Turbine | 16.5 | IPP Non-CHP
55397 | Washington Energy Facility | CT1 | Natural Gas Fired Combined Cycle | 198.9 | IPP Non-CHP
55397 | Washington Energy Facility | CT2 | Natural Gas Fired Combined Cycle | 198.9 | IPP Non-CHP
55397 | Washington Energy Facility | ST1 | Natural Gas Fired Combined Cycle | 317.1 | IPP Non-CHP
55400 | Elk Hills Power LLC | CTG1 | Natural Gas Fired Combined Cycle | 199 | IPP CHP
55400 | Elk Hills Power LLC | CTG2 | Natural Gas Fired Combined Cycle | 199 | IPP CHP
55400 | Elk Hills Power LLC | STG | Natural Gas Fired Combined Cycle | 225 | IPP CHP
55401 | Rolling Hills Generating | CT1 | Natural Gas Fired Combustion Turbine | 195.5 | IPP Non-CHP
55401 | Rolling Hills Generating | CT2 | Natural Gas Fired Combustion Turbine | 195.5 | IPP Non-CHP
55401 | Rolling Hills Generating | CT3 | Natural Gas Fired Combustion Turbine | 195.5 | IPP Non-CHP
55401 | Rolling Hills Generating | CT4 | Natural Gas Fired Combustion Turbine | 195.5 | IPP Non-CHP
55401 | Rolling Hills Generating | CT5 | Natural Gas Fired Combustion Turbine | 195.5 | IPP Non-CHP
55402 | Renaissance Power Plant | CT1 | Natural Gas Fired Combustion Turbine | 195.5 | Electric Utility
55402 | Renaissance Power Plant | CT2 | Natural Gas Fired Combustion Turbine | 195.5 | Electric Utility
55402 | Renaissance Power Plant | CT3 | Natural Gas Fired Combustion Turbine | 195.5 | Electric Utility
55402 | Renaissance Power Plant | CT4 | Natural Gas Fired Combustion Turbine | 195.5 | Electric Utility
55404 | Carville Energy LLC | CTG1 | Natural Gas Fired Combined Cycle | 187 | IPP CHP
55404 | Carville Energy LLC | CTG2 | Natural Gas Fired Combined Cycle | 187 | IPP CHP
55404 | Carville Energy LLC | STG | Natural Gas Fired Combined Cycle | 196 | IPP CHP
55405 | Athens Generating Plant | CT1 | Natural Gas Fired Combined Cycle | 300 | IPP Non-CHP
55405 | Athens Generating Plant | CT2 | Natural Gas Fired Combined Cycle | 300 | IPP Non-CHP
55405 | Athens Generating Plant | CT3 | Natural Gas Fired Combined Cycle | 300 | IPP Non-CHP
55405 | Athens Generating Plant | ST1 | Natural Gas Fired Combined Cycle | 141 | IPP Non-CHP
55405 | Athens Generating Plant | ST2 | Natural Gas Fired Combined Cycle | 141 | IPP Non-CHP
55405 | Athens Generating Plant | ST3 | Natural Gas Fired Combined Cycle | 141 | IPP Non-CHP
55406 | Effingham County Power Project | STG | Natural Gas Fired Combined Cycle | 197.8 | IPP Non-CHP
55406 | Effingham County Power Project | UNT1 | Natural Gas Fired Combined Cycle | 199.4 | IPP Non-CHP
55406 | Effingham County Power Project | UNT2 | Natural Gas Fired Combined Cycle | 199.4 | IPP Non-CHP
55409 | Calhoun Energy Center | CAL1 | Natural Gas Fired Combustion Turbine | 187 | IPP Non-CHP
55409 | Calhoun Energy Center | CAL2 | Natural Gas Fired Combustion Turbine | 187 | IPP Non-CHP
55409 | Calhoun Energy Center | CAL3 | Natural Gas Fired Combustion Turbine | 187 | IPP Non-CHP
55409 | Calhoun Energy Center | CAL4 | Natural Gas Fired Combustion Turbine | 187 | IPP Non-CHP
55411 | Hillabee Energy Center | HEC1 | Natural Gas Fired Combined Cycle | 258.4 | IPP Non-CHP
55411 | Hillabee Energy Center | HEC2 | Natural Gas Fired Combined Cycle | 258.4 | IPP Non-CHP
55411 | Hillabee Energy Center | HECS | Natural Gas Fired Combined Cycle | 306 | IPP Non-CHP
55412 | Osprey Energy Center Power Plant | OEC1 | Natural Gas Fired Combined Cycle | 192.1 | IPP Non-CHP
55412 | Osprey Energy Center Power Plant | OEC2 | Natural Gas Fired Combined Cycle | 192.1 | IPP Non-CHP
55412 | Osprey Energy Center Power Plant | OECS | Natural Gas Fired Combined Cycle | 260 | IPP Non-CHP
55414 | Shady Hills Generating Station | G101 | Natural Gas Fired Combustion Turbine | 180.4 | IPP Non-CHP
55414 | Shady Hills Generating Station | G201 | Natural Gas Fired Combustion Turbine | 180.4 | IPP Non-CHP
55414 | Shady Hills Generating Station | G301 | Natural Gas Fired Combustion Turbine | 180.4 | IPP Non-CHP
55415 | Vandolah Power Station | G101 | Natural Gas Fired Combustion Turbine | 182 | IPP Non-CHP
55415 | Vandolah Power Station | G201 | Natural Gas Fired Combustion Turbine | 182 | IPP Non-CHP
55415 | Vandolah Power Station | G301 | Natural Gas Fired Combustion Turbine | 182 | IPP Non-CHP
55415 | Vandolah Power Station | G401 | Natural Gas Fired Combustion Turbine | 182 | IPP Non-CHP
55417 | Raccoon Creek Energy Center | CT01 | Natural Gas Fired Combustion Turbine | 114 | Electric Utility
55417 | Raccoon Creek Energy Center | CT02 | Natural Gas Fired Combustion Turbine | 114 | Electric Utility
55417 | Raccoon Creek Energy Center | CT03 | Natural Gas Fired Combustion Turbine | 114 | Electric Utility
55417 | Raccoon Creek Energy Center | CT04 | Natural Gas Fired Combustion Turbine | 114 | Electric Utility
55418 | Hot Spring Generating Facility | CT1 | Natural Gas Fired Combined Cycle | 198.9 | Electric Utility
55418 | Hot Spring Generating Facility | CT2 | Natural Gas Fired Combined Cycle | 198.9 | Electric Utility
55418 | Hot Spring Generating Facility | ST1 | Natural Gas Fired Combined Cycle | 317 | Electric Utility
55419 | Plaquemine Cogeneration Plant | G500 | Natural Gas Fired Combined Cycle | 198 | Industrial CHP
55419 | Plaquemine Cogeneration Plant | G600 | Natural Gas Fired Combined Cycle | 198 | Industrial CHP
55419 | Plaquemine Cogeneration Plant | G700 | Natural Gas Fired Combined Cycle | 198 | Industrial CHP
55419 | Plaquemine Cogeneration Plant | G800 | Natural Gas Fired Combined Cycle | 198 | Industrial CHP
55419 | Plaquemine Cogeneration Plant | ST5 | Natural Gas Fired Combined Cycle | 195 | Industrial CHP
55429 | Kentucky Mills | 01 | Wood/Wood Waste Biomass | 88 | Industrial CHP
55433 | Bayou Cove Peaking Power | 0001 | Natural Gas Fired Combustion Turbine | 104 | IPP Non-CHP
55433 | Bayou Cove Peaking Power | 0002 | Natural Gas Fired Combustion Turbine | 104 | IPP Non-CHP
55433 | Bayou Cove Peaking Power | 0003 | Natural Gas Fired Combustion Turbine | 104 | IPP Non-CHP
55433 | Bayou Cove Peaking Power | 0004 | Natural Gas Fired Combustion Turbine | 104 | IPP Non-CHP
55438 | Elgin Energy Center LLC | CT01 | Natural Gas Fired Combustion Turbine | 135 | IPP Non-CHP
55438 | Elgin Energy Center LLC | CT02 | Natural Gas Fired Combustion Turbine | 135 | IPP Non-CHP
55438 | Elgin Energy Center LLC | CT03 | Natural Gas Fired Combustion Turbine | 135 | IPP Non-CHP
55438 | Elgin Energy Center LLC | CT04 | Natural Gas Fired Combustion Turbine | 135 | IPP Non-CHP
55439 | Tenaska Virginia Generating Station | CTG1 | Natural Gas Fired Combined Cycle | 183.3 | IPP Non-CHP
55439 | Tenaska Virginia Generating Station | CTG2 | Natural Gas Fired Combined Cycle | 183.3 | IPP Non-CHP
55439 | Tenaska Virginia Generating Station | CTG3 | Natural Gas Fired Combined Cycle | 183.3 | IPP Non-CHP
55439 | Tenaska Virginia Generating Station | STG1 | Natural Gas Fired Combined Cycle | 396.2 | IPP Non-CHP
55440 | Tenaska Central Alabama Generating Stn | CTG1 | Natural Gas Fired Combined Cycle | 179 | IPP Non-CHP
55440 | Tenaska Central Alabama Generating Stn | CTG2 | Natural Gas Fired Combined Cycle | 179 | IPP Non-CHP
55440 | Tenaska Central Alabama Generating Stn | CTG3 | Natural Gas Fired Combined Cycle | 179 | IPP Non-CHP
55440 | Tenaska Central Alabama Generating Stn | ST1 | Natural Gas Fired Combined Cycle | 390.1 | IPP Non-CHP
55447 | Columbia Energy Center | CT01 | Natural Gas Fired Combustion Turbine | 40.7 | Electric Utility
55447 | Columbia Energy Center | CT02 | Natural Gas Fired Combustion Turbine | 40.7 | Electric Utility
55447 | Columbia Energy Center | CT03 | Natural Gas Fired Combustion Turbine | 40.7 | Electric Utility
55447 | Columbia Energy Center | CT04 | Natural Gas Fired Combustion Turbine | 40.7 | Electric Utility
55451 | Magnolia Power Plant | CTG1 | Natural Gas Fired Combined Cycle | 178.5 | Electric Utility
55451 | Magnolia Power Plant | CTG2 | Natural Gas Fired Combined Cycle | 178.5 | Electric Utility
55451 | Magnolia Power Plant | CTG3 | Natural Gas Fired Combined Cycle | 178.5 | Electric Utility
55451 | Magnolia Power Plant | STG1 | Natural Gas Fired Combined Cycle | 156 | Electric Utility
55451 | Magnolia Power Plant | STG2 | Natural Gas Fired Combined Cycle | 156 | Electric Utility
55451 | Magnolia Power Plant | STG3 | Natural Gas Fired Combined Cycle | 156 | Electric Utility
55453 | Fountain Valley Power Facility | S1 | Natural Gas Fired Combustion Turbine | 38 | IPP Non-CHP
55453 | Fountain Valley Power Facility | S2 | Natural Gas Fired Combustion Turbine | 38 | IPP Non-CHP
55453 | Fountain Valley Power Facility | S3 | Natural Gas Fired Combustion Turbine | 38 | IPP Non-CHP
55453 | Fountain Valley Power Facility | S4 | Natural Gas Fired Combustion Turbine | 38 | IPP Non-CHP
55453 | Fountain Valley Power Facility | S5 | Natural Gas Fired Combustion Turbine | 38 | IPP Non-CHP
55453 | Fountain Valley Power Facility | S6 | Natural Gas Fired Combustion Turbine | 38 | IPP Non-CHP
55455 | Red Hawk | CT1A | Natural Gas Fired Combined Cycle | 187.5 | Electric Utility
55455 | Red Hawk | CT1B | Natural Gas Fired Combined Cycle | 181.6 | Electric Utility
55455 | Red Hawk | CT2A | Natural Gas Fired Combined Cycle | 181.6 | Electric Utility
55455 | Red Hawk | CT2B | Natural Gas Fired Combined Cycle | 181.6 | Electric Utility
55455 | Red Hawk | ST1 | Natural Gas Fired Combined Cycle | 204 | Electric Utility
55455 | Red Hawk | ST2 | Natural Gas Fired Combined Cycle | 204 | Electric Utility
55457 | McClain Energy Facility | CT1 | Natural Gas Fired Combined Cycle | 176.6 | Electric Utility
55457 | McClain Energy Facility | CT2 | Natural Gas Fired Combined Cycle | 176.6 | Electric Utility
55457 | McClain Energy Facility | ST1 | Natural Gas Fired Combined Cycle | 198.1 | Electric Utility
55463 | Redbud Power Plant | CT01 | Natural Gas Fired Combined Cycle | 198.9 | Electric Utility
55463 | Redbud Power Plant | CT02 | Natural Gas Fired Combined Cycle | 198.9 | Electric Utility
55463 | Redbud Power Plant | CT03 | Natural Gas Fired Combined Cycle | 198.9 | Electric Utility
55463 | Redbud Power Plant | CT04 | Natural Gas Fired Combined Cycle | 198.9 | Electric Utility
55463 | Redbud Power Plant | ST01 | Natural Gas Fired Combined Cycle | 159.5 | Electric Utility
55463 | Redbud Power Plant | ST02 | Natural Gas Fired Combined Cycle | 159.5 | Electric Utility
55463 | Redbud Power Plant | ST03 | Natural Gas Fired Combined Cycle | 159.5 | Electric Utility
55463 | Redbud Power Plant | ST04 | Natural Gas Fired Combined Cycle | 159.5 | Electric Utility
55464 | Deer Park Energy Center | CTG1 | Natural Gas Fired Combined Cycle | 180 | IPP CHP
55464 | Deer Park Energy Center | CTG2 | Natural Gas Fired Combined Cycle | 180 | IPP CHP
55464 | Deer Park Energy Center | CTG3 | Natural Gas Fired Combined Cycle | 180 | IPP CHP
55464 | Deer Park Energy Center | CTG4 | Natural Gas Fired Combined Cycle | 180 | IPP CHP
55464 | Deer Park Energy Center | CTG6 | Natural Gas Fired Combined Cycle | 180 | IPP CHP
55464 | Deer Park Energy Center | STG1 | Natural Gas Fired Combined Cycle | 276 | IPP CHP
55467 | Ouachita | CTG1 | Natural Gas Fired Combined Cycle | 179.3 | Electric Utility
55467 | Ouachita | CTG2 | Natural Gas Fired Combined Cycle | 179.3 | Electric Utility
55467 | Ouachita | CTG3 | Natural Gas Fired Combined Cycle | 179.3 | Electric Utility
55467 | Ouachita | STG1 | Natural Gas Fired Combined Cycle | 122 | Electric Utility
55467 | Ouachita | STG2 | Natural Gas Fired Combined Cycle | 122 | Electric Utility
55467 | Ouachita | STG3 | Natural Gas Fired Combined Cycle | 122 | Electric Utility
55470 | Green Power 2 | ST1 | Natural Gas Fired Combined Cycle | 110 | Industrial CHP
55470 | Green Power 2 | ST805 | Natural Gas Fired Combined Cycle | 250 | Industrial CHP
55470 | Green Power 2 | TR1 | Natural Gas Fired Combined Cycle | 167 | Industrial CHP
55470 | Green Power 2 | TR2 | Natural Gas Fired Combined Cycle | 167 | Industrial CHP
55470 | Green Power 2 | TR3 | Natural Gas Fired Combined Cycle | 167 | Industrial CHP
55477 | Neil Simpson Gas Turbine #2 | GT2 | Natural Gas Fired Combustion Turbine | 40 | Electric Utility
55478 | Lange Gas Turbines | 0001 | Natural Gas Fired Combustion Turbine | 40 | Electric Utility
55479 | Wygen 1 | 0001 | Conventional Steam Coal | 90 | IPP Non-CHP
55480 | Forney Energy Center | ST1 | Natural Gas Fired Combined Cycle | 416 | IPP Non-CHP
55480 | Forney Energy Center | ST2 | Natural Gas Fired Combined Cycle | 416 | IPP Non-CHP
55480 | Forney Energy Center | U1 | Natural Gas Fired Combined Cycle | 169.8 | IPP Non-CHP
55480 | Forney Energy Center | U2 | Natural Gas Fired Combined Cycle | 169.8 | IPP Non-CHP
55480 | Forney Energy Center | U3 | Natural Gas Fired Combined Cycle | 169.8 | IPP Non-CHP
55480 | Forney Energy Center | U4 | Natural Gas Fired Combined Cycle | 169.8 | IPP Non-CHP
55480 | Forney Energy Center | U5 | Natural Gas Fired Combined Cycle | 169.8 | IPP Non-CHP
55480 | Forney Energy Center | U6 | Natural Gas Fired Combined Cycle | 169.8 | IPP Non-CHP
55481 | Mesquite Generating Station Block 2 | GT3 | Natural Gas Fired Combined Cycle | 185.3 | IPP Non-CHP
55481 | Mesquite Generating Station Block 2 | GT4 | Natural Gas Fired Combined Cycle | 185.3 | IPP Non-CHP
55481 | Mesquite Generating Station Block 2 | ST2 | Natural Gas Fired Combined Cycle | 321 | IPP Non-CHP
55482 | Goldendale Generating Station | G1 | Natural Gas Fired Combined Cycle | 170 | Electric Utility
55482 | Goldendale Generating Station | G2 | Natural Gas Fired Combined Cycle | 114.3 | Electric Utility
55488 | Blackburn Landfill Co-Generation | BB1 | Landfill Gas | 1 | IPP CHP
55488 | Blackburn Landfill Co-Generation | BB2 | Landfill Gas | 1 | IPP CHP
55488 | Blackburn Landfill Co-Generation | BB3 | Landfill Gas | 0.9 | IPP CHP
55494 | Tri Center Naniwa Energy | CT3 | Natural Gas Fired Combustion Turbine | 64 | IPP Non-CHP
55494 | Tri Center Naniwa Energy | CT4 | Natural Gas Fired Combustion Turbine | 64 | IPP Non-CHP
55494 | Tri Center Naniwa Energy | CT5 | Natural Gas Fired Combustion Turbine | 62 | IPP Non-CHP
55494 | Tri Center Naniwa Energy | CT6 | Natural Gas Fired Combustion Turbine | 62 | IPP Non-CHP
55496 | Goose Creek Energy Center | CT01 | Natural Gas Fired Combustion Turbine | 114 | Electric Utility
55496 | Goose Creek Energy Center | CT02 | Natural Gas Fired Combustion Turbine | 114 | Electric Utility
55496 | Goose Creek Energy Center | CT03 | Natural Gas Fired Combustion Turbine | 114 | Electric Utility
55496 | Goose Creek Energy Center | CT04 | Natural Gas Fired Combustion Turbine | 114 | Electric Utility
55496 | Goose Creek Energy Center | CT05 | Natural Gas Fired Combustion Turbine | 114 | Electric Utility
55496 | Goose Creek Energy Center | CT06 | Natural Gas Fired Combustion Turbine | 114 | Electric Utility
55499 | CalPeak Power Vaca Dixon Peaker Plant | CPP1 | Natural Gas Fired Combustion Turbine | 60.5 | IPP Non-CHP
55501 | Kiamichi Energy Facility | CTG1 | Natural Gas Fired Combined Cycle | 183.9 | IPP Non-CHP
55501 | Kiamichi Energy Facility | CTG2 | Natural Gas Fired Combined Cycle | 183.9 | IPP Non-CHP
55501 | Kiamichi Energy Facility | CTG3 | Natural Gas Fired Combined Cycle | 183.9 | IPP Non-CHP
55501 | Kiamichi Energy Facility | CTG4 | Natural Gas Fired Combined Cycle | 183.9 | IPP Non-CHP
55501 | Kiamichi Energy Facility | STG1 | Natural Gas Fired Combined Cycle | 317.2 | IPP Non-CHP
55501 | Kiamichi Energy Facility | STG2 | Natural Gas Fired Combined Cycle | 317.2 | IPP Non-CHP
55502 | Lawrenceburg Energy Facility | 0100 | Natural Gas Fired Combined Cycle | 268 | Electric Utility
55502 | Lawrenceburg Energy Facility | 0200 | Natural Gas Fired Combined Cycle | 268 | Electric Utility
55502 | Lawrenceburg Energy Facility | 1100 | Natural Gas Fired Combined Cycle | 174 | Electric Utility
55502 | Lawrenceburg Energy Facility | 1200 | Natural Gas Fired Combined Cycle | 174 | Electric Utility
55502 | Lawrenceburg Energy Facility | 2100 | Natural Gas Fired Combined Cycle | 174 | Electric Utility
55502 | Lawrenceburg Energy Facility | 2200 | Natural Gas Fired Combined Cycle | 174 | Electric Utility
55503 | AEP Waterford Facility | CTG1 | Natural Gas Fired Combined Cycle | 174.2 | IPP Non-CHP
55503 | AEP Waterford Facility | CTG2 | Natural Gas Fired Combined Cycle | 174.2 | IPP Non-CHP
55503 | AEP Waterford Facility | CTG3 | Natural Gas Fired Combined Cycle | 174.2 | IPP Non-CHP
55503 | AEP Waterford Facility | ST1 | Natural Gas Fired Combined Cycle | 399 | IPP Non-CHP
55504 | Limon Generating Station | L1 | Natural Gas Fired Combustion Turbine | 77.1 | Electric Utility
55504 | Limon Generating Station | L2 | Natural Gas Fired Combustion Turbine | 77.1 | Electric Utility
55505 | Frank Knutson | BR1 | Natural Gas Fired Combustion Turbine | 77.1 | Electric Utility
55505 | Frank Knutson | BR2 | Natural Gas Fired Combustion Turbine | 77.1 | Electric Utility
55508 | CalPeak Power Panoche Peaker Plant | CPP2 | Natural Gas Fired Combustion Turbine | 60.5 | IPP Non-CHP
55510 | CalPeak Power Border Peaker Plant | CPP4 | Natural Gas Fired Combustion Turbine | 60.5 | IPP Non-CHP
55512 | Cuyamaca Peak Energy Plant | CPP6 | Natural Gas Fired Combustion Turbine | 48.7 | Electric Utility
55513 | CalPeak Power Enterprise Peaker Plant | CPP7 | Natural Gas Fired Combustion Turbine | 58.9 | IPP Non-CHP
55514 | Apex Generating Station | CTG1 | Natural Gas Fired Combined Cycle | 174 | Electric Utility
55514 | Apex Generating Station | CTG2 | Natural Gas Fired Combined Cycle | 174 | Electric Utility
55514 | Apex Generating Station | STG1 | Natural Gas Fired Combined Cycle | 252.6 | Electric Utility
55516 | Fayette Energy Facility | CTG1 | Natural Gas Fired Combined Cycle | 163.5 | IPP Non-CHP
55516 | Fayette Energy Facility | CTG2 | Natural Gas Fired Combined Cycle | 163.5 | IPP Non-CHP
55516 | Fayette Energy Facility | STG1 | Natural Gas Fired Combined Cycle | 317.1 | IPP Non-CHP
55517 | Wallingford Energy | CTG1 | Natural Gas Fired Combustion Turbine | 50 | IPP Non-CHP
55517 | Wallingford Energy | CTG2 | Natural Gas Fired Combustion Turbine | 50 | IPP Non-CHP
55517 | Wallingford Energy | CTG3 | Natural Gas Fired Combustion Turbine | 50 | IPP Non-CHP
55517 | Wallingford Energy | CTG4 | Natural Gas Fired Combustion Turbine | 50 | IPP Non-CHP
55517 | Wallingford Energy | CTG5 | Natural Gas Fired Combustion Turbine | 50 | IPP Non-CHP
55518 | High Desert Power Plant | CTG1 | Natural Gas Fired Combined Cycle | 173 | IPP Non-CHP
55518 | High Desert Power Plant | CTG2 | Natural Gas Fired Combined Cycle | 173 | IPP Non-CHP
55518 | High Desert Power Plant | CTG3 | Natural Gas Fired Combined Cycle | 173 | IPP Non-CHP
55518 | High Desert Power Plant | STG1 | Natural Gas Fired Combined Cycle | 333 | IPP Non-CHP
55522 | Sundance | CT1 | Natural Gas Fired Combustion Turbine | 60.5 | Electric Utility
55522 | Sundance | CT10 | Natural Gas Fired Combustion Turbine | 60.5 | Electric Utility
55522 | Sundance | CT2 | Natural Gas Fired Combustion Turbine | 60.5 | Electric Utility
55522 | Sundance | CT3 | Natural Gas Fired Combustion Turbine | 60.5 | Electric Utility
55522 | Sundance | CT4 | Natural Gas Fired Combustion Turbine | 60.5 | Electric Utility
55522 | Sundance | CT5 | Natural Gas Fired Combustion Turbine | 60.5 | Electric Utility
55522 | Sundance | CT6 | Natural Gas Fired Combustion Turbine | 60.5 | Electric Utility
55522 | Sundance | CT7 | Natural Gas Fired Combustion Turbine | 60.5 | Electric Utility
55522 | Sundance | CT8 | Natural Gas Fired Combustion Turbine | 60.5 | Electric Utility
55522 | Sundance | CT9 | Natural Gas Fired Combustion Turbine | 60.5 | Electric Utility
55524 | York Energy Center | CTG1 | Natural Gas Fired Combined Cycle | 120 | IPP Non-CHP
55524 | York Energy Center | CTG2 | Natural Gas Fired Combined Cycle | 120 | IPP Non-CHP
55524 | York Energy Center | CTG3 | Natural Gas Fired Combined Cycle | 120 | IPP Non-CHP
55524 | York Energy Center | STG1 | Natural Gas Fired Combined Cycle | 200 | IPP Non-CHP
55525 | MMSD South Shore Wastewater | 1 | Other Waste Biomass | 1.5 | Commercial CHP
55525 | MMSD South Shore Wastewater | 1CAT | Other Waste Biomass | 0.9 | Commercial CHP
55525 | MMSD South Shore Wastewater | 2CAT | Other Waste Biomass | 0.9 | Commercial CHP
55525 | MMSD South Shore Wastewater | 3CAT | Other Waste Biomass | 0.9 | Commercial CHP
55525 | MMSD South Shore Wastewater | 4CAT | Other Waste Biomass | 0.9 | Commercial CHP
55526 | Atascosita | GEN1 | Landfill Gas | 1.7 | IPP Non-CHP
55526 | Atascosita | GEN2 | Landfill Gas | 1.7 | IPP Non-CHP
55526 | Atascosita | GEN3 | Landfill Gas | 1.7 | IPP Non-CHP
55526 | Atascosita | GEN4 | Landfill Gas | 1.7 | IPP Non-CHP
55526 | Atascosita | GEN5 | Landfill Gas | 1.7 | IPP Non-CHP
55526 | Atascosita | GEN6 | Landfill Gas | 1.7 | IPP Non-CHP
55534 | Water Filter Plant #2 | 1299 | Petroleum Liquids | 1.8 | Electric Utility
55538 | Escondido Energy Center | CTG1 | Natural Gas Fired Combustion Turbine | 49.9 | IPP Non-CHP
55540 | Chula Vista Energy Center | GEN1 | Natural Gas Fired Combustion Turbine | 44 | IPP Non-CHP
55541 | Indigo Energy Facility | CTG1 | Natural Gas Fired Combustion Turbine | 49.9 | IPP Non-CHP
55541 | Indigo Energy Facility | CTG2 | Natural Gas Fired Combustion Turbine | 49.9 | IPP Non-CHP
55541 | Indigo Energy Facility | CTG3 | Natural Gas Fired Combustion Turbine | 49.9 | IPP Non-CHP
55542 | Larkspur Energy Facility | CTG1 | Natural Gas Fired Combustion Turbine | 49.9 | IPP Non-CHP
55542 | Larkspur Energy Facility | CTG2 | Natural Gas Fired Combustion Turbine | 49.9 | IPP Non-CHP
55544 | Klamath Expansion Project | GT1 | Natural Gas Fired Combustion Turbine | 29.4 | IPP Non-CHP
55544 | Klamath Expansion Project | GT2 | Natural Gas Fired Combustion Turbine | 29.4 | IPP Non-CHP
55544 | Klamath Expansion Project | GT3 | Natural Gas Fired Combustion Turbine | 29.4 | IPP Non-CHP
55544 | Klamath Expansion Project | GT4 | Natural Gas Fired Combustion Turbine | 29.4 | IPP Non-CHP
55545 | Hidalgo Energy Center | CTG1 | Natural Gas Fired Combined Cycle | 176.6 | IPP Non-CHP
55545 | Hidalgo Energy Center | CTG2 | Natural Gas Fired Combined Cycle | 176.6 | IPP Non-CHP
55545 | Hidalgo Energy Center | STG1 | Natural Gas Fired Combined Cycle | 198.1 | IPP Non-CHP
55554 | Coastal Plains | UNT1 | Landfill Gas | 1.7 | IPP Non-CHP
55554 | Coastal Plains | UNT2 | Landfill Gas | 1.7 | IPP Non-CHP
55554 | Coastal Plains | UNT3 | Landfill Gas | 1.7 | IPP Non-CHP
55554 | Coastal Plains | UNT4 | Landfill Gas | 1.7 | IPP Non-CHP
55556 | Security | UNT2 | Landfill Gas | 1.7 | IPP Non-CHP
55556 | Security | UNT3 | Landfill Gas | 1.7 | IPP Non-CHP
55557 | Wilmington Hydrogen Plant | T101 | All Other | 31.9 | Industrial CHP
55558 | Combined Locks Energy Center | GEN1 | Natural Gas Fired Combined Cycle | 60.5 | Industrial CHP
55558 | Combined Locks Energy Center | GEN2 | Natural Gas Fired Combined Cycle | 6 | Industrial CHP
55560 | FPL Energy Vansycle LLC (WA) | V-47 | Onshore Wind Turbine | 176.9 | IPP Non-CHP
55561 | Tsar Nicholas LLC | TN30 | Onshore Wind Turbine | 1.9 | IPP Non-CHP
55562 | Sun River LLC | SU30 | Onshore Wind Turbine | 1.9 | IPP Non-CHP
55563 | Julia Hills LLC | JH30 | Onshore Wind Turbine | 1.9 | IPP Non-CHP
55564 | Jessica Mills LLC | JM30 | Onshore Wind Turbine | 1.9 | IPP Non-CHP
55565 | Jack River LLC | JR30 | Onshore Wind Turbine | 1.9 | IPP Non-CHP
55566 | Autumn Hills LLC | AH30 | Onshore Wind Turbine | 1.9 | IPP Non-CHP
55567 | Winters Spawn LLC | WS30 | Onshore Wind Turbine | 1.9 | IPP Non-CHP
55568 | Twin Lake Hills LLC | TL30 | Onshore Wind Turbine | 1.9 | IPP Non-CHP
55569 | Spartan Hills LLC | SH30 | Onshore Wind Turbine | 1.9 | IPP Non-CHP
55570 | Soliloquoy Ridge LLC | SR30 | Onshore Wind Turbine | 1.9 | IPP Non-CHP
55571 | Ruthton Ridge LLC | RR30 | Onshore Wind Turbine | 1.9 | IPP Non-CHP
55572 | Hope Creek LLC | HC30 | Onshore Wind Turbine | 1.9 | IPP Non-CHP
55573 | Hadley Ridge LLC | HR30 | Onshore Wind Turbine | 1.9 | IPP Non-CHP
55574 | Florence Hills LLC | FH30 | Onshore Wind Turbine | 1.9 | IPP Non-CHP
55576 | Agassiz Beach LLC | AB30 | Onshore Wind Turbine | 1.9 | IPP Non-CHP
55579 | Llano Estacado Wind Ranch | EXIS | Onshore Wind Turbine | 80 | IPP Non-CHP
55581 | King Mountain Wind Ranch 1 | EXIS | Onshore Wind Turbine | 278 | IPP Non-CHP
55588 | GRS Sunset Farms | 1 | Landfill Gas | 1 | IPP Non-CHP
55588 | GRS Sunset Farms | 2 | Landfill Gas | 1 | IPP Non-CHP
55588 | GRS Sunset Farms | 3 | Landfill Gas | 1 | IPP Non-CHP
55588 | GRS Sunset Farms | 4 | Landfill Gas | 1 | IPP Non-CHP
55589 | GRS Fall River | 3 | Landfill Gas | 5.3 | IPP Non-CHP
55592 | Mallard Lake Electric | 1 | Landfill Gas | 5 | IPP Non-CHP
55592 | Mallard Lake Electric | 2 | Landfill Gas | 5 | IPP Non-CHP
55592 | Mallard Lake Electric | 4 | Landfill Gas | 10 | IPP Non-CHP
55596 | GRS Arbor Hills | 0001 | Landfill Gas | 5 | IPP Non-CHP
55596 | GRS Arbor Hills | 0002 | Landfill Gas | 5 | IPP Non-CHP
55596 | GRS Arbor Hills | 0003 | Landfill Gas | 5 | IPP Non-CHP
55596 | GRS Arbor Hills | 0004 | Landfill Gas | 10 | IPP Non-CHP
55596 | GRS Arbor Hills | 0005 | Landfill Gas | 5.3 | IPP Non-CHP
55597 | GRS C&C | 1 | Landfill Gas | 1 | IPP Non-CHP
55597 | GRS C&C | 2 | Landfill Gas | 1 | IPP Non-CHP
55597 | GRS C&C | 3 | Landfill Gas | 1 | IPP Non-CHP
55597 | GRS C&C | 4 | Landfill Gas | 2.7 | IPP Non-CHP
55598 | GRS Pine Bend | 1 | Landfill Gas | 5 | IPP Non-CHP
55598 | GRS Pine Bend | 2 | Landfill Gas | 5 | IPP Non-CHP
55598 | GRS Pine Bend | 3 | Landfill Gas | 6.6 | IPP Non-CHP
55599 | GRS CMS | 1 | Landfill Gas | 5.3 | IPP Non-CHP
55600 | Binghamton Cogen | 1 | Natural Gas Fired Combustion Turbine | 47.7 | IPP CHP
55601 | Prima Plant | UNT1 | Landfill Gas | 3 | IPP Non-CHP
55601 | Prima Plant | UNT2 | Landfill Gas | 3 | IPP Non-CHP
55602 | MM San Diego-North City | UNT1 | Landfill Gas | 0.9 | IPP Non-CHP
55602 | MM San Diego-North City | UNT2 | Landfill Gas | 0.9 | IPP Non-CHP
55602 | MM San Diego-North City | UNT3 | Landfill Gas | 0.9 | IPP Non-CHP
55602 | MM San Diego-North City | UNT4 | Landfill Gas | 0.9 | IPP Non-CHP
55603 | Tajiguas Plant | UNT1 | Landfill Gas | 3 | IPP Non-CHP
55607 | Foote Creek I | GEN1 | Onshore Wind Turbine | 41.4 | Electric Utility
55608 | Foote Creek II | GEN1 | Onshore Wind Turbine | 1.8 | IPP Non-CHP
55609 | Foote Creek III | GEN1 | Onshore Wind Turbine | 24.8 | IPP Non-CHP
55610 | Foote Creek IV | GEN1 | Onshore Wind Turbine | 16.8 | IPP Non-CHP
55618 | Monmouth Landfill Gas to Energy | GEN1 | Landfill Gas | 4.9 | IPP Non-CHP
55618 | Monmouth Landfill Gas to Energy | GEN2 | Landfill Gas | 4.9 | IPP Non-CHP
55619 | Watchtower Educational Center | GEN1 | Natural Gas Internal Combustion Engine | 0.7 | Commercial Non-CHP
55619 | Watchtower Educational Center | GEN2 | Petroleum Liquids | 0.7 | Commercial Non-CHP
55619 | Watchtower Educational Center | GEN3 | Natural Gas Internal Combustion Engine | 0.7 | Commercial Non-CHP
55620 | Perryville Power Station | 2-CT | Natural Gas Fired Combustion Turbine | 186.2 | Electric Utility
55620 | Perryville Power Station | CT-1 | Natural Gas Fired Combined Cycle | 198.9 | Electric Utility
55620 | Perryville Power Station | CT-2 | Natural Gas Fired Combined Cycle | 198.9 | Electric Utility
55620 | Perryville Power Station | ST-1 | Natural Gas Fired Combined Cycle | 240.1 | Electric Utility
55622 | West Valley Generation Project | U1 | Natural Gas Fired Combustion Turbine | 43.4 | IPP Non-CHP
55622 | West Valley Generation Project | U2 | Natural Gas Fired Combustion Turbine | 43.4 | IPP Non-CHP
55622 | West Valley Generation Project | U3 | Natural Gas Fired Combustion Turbine | 43.4 | IPP Non-CHP
55622 | West Valley Generation Project | U4 | Natural Gas Fired Combustion Turbine | 43.4 | IPP Non-CHP
55622 | West Valley Generation Project | U5 | Natural Gas Fired Combustion Turbine | 43.4 | IPP Non-CHP
55625 | Creed Energy Center | CT1 | Natural Gas Fired Combustion Turbine | 47 | IPP Non-CHP
55626 | Lambie Energy Center | CT1 | Natural Gas Fired Combustion Turbine | 47 | IPP Non-CHP
55627 | Goose Haven Energy Center | CT1 | Natural Gas Fired Combustion Turbine | 47 | IPP Non-CHP
55640 | University Park North | 1 | Natural Gas Fired Combustion Turbine | 60.5 | IPP Non-CHP
55640 | University Park North | 10 | Natural Gas Fired Combustion Turbine | 60.5 | IPP Non-CHP
55640 | University Park North | 11 | Natural Gas Fired Combustion Turbine | 60.5 | IPP Non-CHP
55640 | University Park North | 12 | Natural Gas Fired Combustion Turbine | 60.5 | IPP Non-CHP
55640 | University Park North | 2 | Natural Gas Fired Combustion Turbine | 60.5 | IPP Non-CHP
55640 | University Park North | 3 | Natural Gas Fired Combustion Turbine | 60.5 | IPP Non-CHP
55640 | University Park North | 4 | Natural Gas Fired Combustion Turbine | 60.5 | IPP Non-CHP
55640 | University Park North | 5 | Natural Gas Fired Combustion Turbine | 60.5 | IPP Non-CHP
55640 | University Park North | 6 | Natural Gas Fired Combustion Turbine | 60.5 | IPP Non-CHP
55640 | University Park North | 7 | Natural Gas Fired Combustion Turbine | 60.5 | IPP Non-CHP
55640 | University Park North | 8 | Natural Gas Fired Combustion Turbine | 60.5 | IPP Non-CHP
55640 | University Park North | 9 | Natural Gas Fired Combustion Turbine | 60.5 | IPP Non-CHP
55641 | Riverside Energy Center | CTG1 | Natural Gas Fired Combined Cycle | 198.9 | Electric Utility
55641 | Riverside Energy Center | CTG2 | Natural Gas Fired Combined Cycle | 198.9 | Electric Utility
55641 | Riverside Energy Center | STG1 | Natural Gas Fired Combined Cycle | 277.1 | Electric Utility
55645 | Blue Spruce Energy Center | CT01 | Natural Gas Fired Combustion Turbine | 198.9 | Electric Utility
55645 | Blue Spruce Energy Center | CT02 | Natural Gas Fired Combustion Turbine | 198.9 | Electric Utility
55650 | Plains End | GE10 | Natural Gas Internal Combustion Engine | 5.7 | IPP Non-CHP
55650 | Plains End | GE11 | Natural Gas Internal Combustion Engine | 5.7 | IPP Non-CHP
55650 | Plains End | GE12 | Natural Gas Internal Combustion Engine | 5.7 | IPP Non-CHP
55650 | Plains End | GE13 | Natural Gas Internal Combustion Engine | 5.7 | IPP Non-CHP
55650 | Plains End | GE14 | Natural Gas Internal Combustion Engine | 5.7 | IPP Non-CHP
55650 | Plains End | GE15 | Natural Gas Internal Combustion Engine | 5.7 | IPP Non-CHP
55650 | Plains End | GE16 | Natural Gas Internal Combustion Engine | 5.7 | IPP Non-CHP
55650 | Plains End | GE17 | Natural Gas Internal Combustion Engine | 5.7 | IPP Non-CHP
55650 | Plains End | GE18 | Natural Gas Internal Combustion Engine | 5.7 | IPP Non-CHP
55650 | Plains End | GE19 | Natural Gas Internal Combustion Engine | 5.7 | IPP Non-CHP
55650 | Plains End | GE20 | Natural Gas Internal Combustion Engine | 5.7 | IPP Non-CHP
55650 | Plains End | GEN1 | Natural Gas Internal Combustion Engine | 5.7 | IPP Non-CHP
55650 | Plains End | GEN2 | Natural Gas Internal Combustion Engine | 5.7 | IPP Non-CHP
55650 | Plains End | GEN3 | Natural Gas Internal Combustion Engine | 5.7 | IPP Non-CHP
55650 | Plains End | GEN4 | Natural Gas Internal Combustion Engine | 5.7 | IPP Non-CHP
55650 | Plains End | GEN5 | Natural Gas Internal Combustion Engine | 5.7 | IPP Non-CHP
55650 | Plains End | GEN6 | Natural Gas Internal Combustion Engine | 5.7 | IPP Non-CHP
55650 | Plains End | GEN7 | Natural Gas Internal Combustion Engine | 5.7 | IPP Non-CHP
55650 | Plains End | GEN8 | Natural Gas Internal Combustion Engine | 5.7 | IPP Non-CHP
55650 | Plains End | GEN9 | Natural Gas Internal Combustion Engine | 5.7 | IPP Non-CHP
55651 | Spring Creek Energy Center | CT01 | Natural Gas Fired Combustion Turbine | 84.5 | Electric Utility
55651 | Spring Creek Energy Center | CT02 | Natural Gas Fired Combustion Turbine | 84.5 | Electric Utility
55651 | Spring Creek Energy Center | CT03 | Natural Gas Fired Combustion Turbine | 84.5 | Electric Utility
55651 | Spring Creek Energy Center | CT04 | Natural Gas Fired Combustion Turbine | 84.5 | Electric Utility
55654 | FirstEnergy Chambersburg | UN12 | Natural Gas Fired Combustion Turbine | 43.8 | IPP Non-CHP
55654 | FirstEnergy Chambersburg | UN13 | Natural Gas Fired Combustion Turbine | 43.8 | IPP Non-CHP
55655 | WFEC GenCo LLC | GEN1 | Natural Gas Fired Combustion Turbine | 45 | Electric Utility
55655 | WFEC GenCo LLC | GEN2 | Natural Gas Fired Combustion Turbine | 45 | Electric Utility
55656 | Pastoria Energy Facility, LLC | CT01 | Natural Gas Fired Combined Cycle | 168 | IPP Non-CHP
55656 | Pastoria Energy Facility, LLC | CT02 | Natural Gas Fired Combined Cycle | 168 | IPP Non-CHP
55656 | Pastoria Energy Facility, LLC | CT04 | Natural Gas Fired Combined Cycle | 168 | IPP Non-CHP
55656 | Pastoria Energy Facility, LLC | ST03 | Natural Gas Fired Combined Cycle | 185 | IPP Non-CHP
55656 | Pastoria Energy Facility, LLC | ST05 | Natural Gas Fired Combined Cycle | 90 | IPP Non-CHP
55661 | Essential Power Newington LLC | GT-1 | Natural Gas Fired Combined Cycle | 185.6 | IPP Non-CHP
55661 | Essential Power Newington LLC | GT-2 | Natural Gas Fired Combined Cycle | 185.6 | IPP Non-CHP
55661 | Essential Power Newington LLC | ST | Natural Gas Fired Combined Cycle | 234.3 | IPP Non-CHP
55662 | Chehalis Generating Facility | CA | Natural Gas Fired Combined Cycle | 230 | Electric Utility
55662 | Chehalis Generating Facility | CT1 | Natural Gas Fired Combined Cycle | 234 | Electric Utility
55662 | Chehalis Generating Facility | CT2 | Natural Gas Fired Combined Cycle | 234 | Electric Utility
55664 | Harrison County Power Project | GT-1 | Natural Gas Fired Combined Cycle | 170 | Electric Utility
55664 | Harrison County Power Project | GT-2 | Natural Gas Fired Combined Cycle | 170 | Electric Utility
55664 | Harrison County Power Project | ST-1 | Natural Gas Fired Combined Cycle | 230 | Electric Utility
55667 | Lower Mount Bethel Energy | G1 | Natural Gas Fired Combined Cycle | 211.5 | IPP Non-CHP
55667 | Lower Mount Bethel Energy | G2 | Natural Gas Fired Combined Cycle | 211.5 | IPP Non-CHP
55667 | Lower Mount Bethel Energy | G3 | Natural Gas Fired Combined Cycle | 228.6 | IPP Non-CHP
55672 | AL Sandersville LLC | CT1 | Natural Gas Fired Combustion Turbine | 86.5 | IPP Non-CHP
55672 | AL Sandersville LLC | CT2 | Natural Gas Fired Combustion Turbine | 86.5 | IPP Non-CHP
55672 | AL Sandersville LLC | CT3 | Natural Gas Fired Combustion Turbine | 86.5 | IPP Non-CHP
55672 | AL Sandersville LLC | CT4 | Natural Gas Fired Combustion Turbine | 86.5 | IPP Non-CHP
55672 | AL Sandersville LLC | CT5 | Natural Gas Fired Combustion Turbine | 86.5 | IPP Non-CHP
55672 | AL Sandersville LLC | CT6 | Natural Gas Fired Combustion Turbine | 86.5 | IPP Non-CHP
55672 | AL Sandersville LLC | CT7 | Natural Gas Fired Combustion Turbine | 86.5 | IPP Non-CHP
55672 | AL Sandersville LLC | CT8 | Natural Gas Fired Combustion Turbine | 86.5 | IPP Non-CHP
55684 | Flambeau Crowley Rapids Project | GEN1 | Conventional Hydroelectric | 1 | IPP Non-CHP
55684 | Flambeau Crowley Rapids Project | GEN2 | Conventional Hydroelectric | 0.5 | IPP Non-CHP
55685 | Flambeau Lower Project | GEN1 | Conventional Hydroelectric | 0.4 | IPP Non-CHP
55685 | Flambeau Lower Project | GEN2 | Conventional Hydroelectric | 0.4 | IPP Non-CHP
55685 | Flambeau Lower Project | GEN3 | Conventional Hydroelectric | 0.4 | IPP Non-CHP
55687 | Higgins Generating Station | A01 | Natural Gas Fired Combined Cycle | 178 | Electric Utility
55687 | Higgins Generating Station | A02 | Natural Gas Fired Combined Cycle | 178 | Electric Utility
55687 | Higgins Generating Station | ST1 | Natural Gas Fired Combined Cycle | 332.4 | Electric Utility
55690 | Bethlehem Power Plant | CTG1 | Natural Gas Fired Combined Cycle | 127 | IPP Non-CHP
55690 | Bethlehem Power Plant | CTG2 | Natural Gas Fired Combined Cycle | 127 | IPP Non-CHP
55690 | Bethlehem Power Plant | CTG3 | Natural Gas Fired Combined Cycle | 127 | IPP Non-CHP
55690 | Bethlehem Power Plant | CTG5 | Natural Gas Fired Combined Cycle | 127 | IPP Non-CHP
55690 | Bethlehem Power Plant | CTG6 | Natural Gas Fired Combined Cycle | 127 | IPP Non-CHP
55690 | Bethlehem Power Plant | CTG7 | Natural Gas Fired Combined Cycle | 127 | IPP Non-CHP
55690 | Bethlehem Power Plant | STG4 | Natural Gas Fired Combined Cycle | 195.5 | IPP Non-CHP
55690 | Bethlehem Power Plant | STG8 | Natural Gas Fired Combined Cycle | 195.5 | IPP Non-CHP
55694 | Quantum Choctaw Power LLC | CT1 | Natural Gas Fired Combined Cycle | 270 | Electric Utility
55694 | Quantum Choctaw Power LLC | CT2 | Natural Gas Fired Combined Cycle | 270 | Electric Utility
55694 | Quantum Choctaw Power LLC | ST1 | Natural Gas Fired Combined Cycle | 310.5 | Electric Utility
55698 | Hanford Energy Park Peaker | HEP1 | Natural Gas Fired Combustion Turbine | 46.1 | IPP Non-CHP
55698 | Hanford Energy Park Peaker | HEP2 | Natural Gas Fired Combustion Turbine | 46.1 | IPP Non-CHP
55699 | Bayswater Peaking Facility LLC | 1 | Natural Gas Fired Combustion Turbine | 60.5 | IPP Non-CHP
55700 | Mint Farm Generating Station | 1STG | Natural Gas Fired Combined Cycle | 133 | Electric Utility
55700 | Mint Farm Generating Station | CTG1 | Natural Gas Fired Combined Cycle | 186 | Electric Utility
55701 | Fremont Energy Center | CA01 | Natural Gas Fired Combined Cycle | 358.7 | Electric Utility
55701 | Fremont Energy Center | CT01 | Natural Gas Fired Combined Cycle | 190.4 | Electric Utility
55701 | Fremont Energy Center | CT02 | Natural Gas Fired Combined Cycle | 190.4 | Electric Utility
55706 | Choctaw County | CTG1 | Natural Gas Fired Combined Cycle | 179 | IPP Non-CHP
55706 | Choctaw County | CTG2 | Natural Gas Fired Combined Cycle | 179 | IPP Non-CHP
55706 | Choctaw County | CTG3 | Natural Gas Fired Combined Cycle | 179 | IPP Non-CHP
55706 | Choctaw County | STG1 | Natural Gas Fired Combined Cycle | 362 | IPP Non-CHP
55708 | Nacogdoches Power | STG4 | Wood/Wood Waste Biomass | 114 | IPP Non-CHP
55710 | FirstEnergy Allegheny Energy Units 3 4 & 5 | UNT3 | Natural Gas Fired Combined Cycle | 184 | IPP Non-CHP
55710 | FirstEnergy Allegheny Energy Units 3 4 & 5 | UNT4 | Natural Gas Fired Combined Cycle | 184 | IPP Non-CHP
55710 | FirstEnergy Allegheny Energy Units 3 4 & 5 | UNT5 | Natural Gas Fired Combined Cycle | 188 | IPP Non-CHP
55714 | Magnet Cove | GT1 | Natural Gas Fired Combined Cycle | 242 | Electric Utility
55714 | Magnet Cove | GT2 | Natural Gas Fired Combined Cycle | 242 | Electric Utility
55714 | Magnet Cove | ST1 | Natural Gas Fired Combined Cycle | 262 | Electric Utility
55718 | Dean | GT1 | Natural Gas Fired Combustion Turbine | 89.4 | Electric Utility
55718 | Dean | GT2 | Natural Gas Fired Combustion Turbine | 89.4 | Electric Utility
55718 | Dean | GT3 | Natural Gas Fired Combustion Turbine | 89.4 | Electric Utility
55718 | Dean | GT4 | Natural Gas Fired Combustion Turbine | 89.4 | Electric Utility
55719 | Mountain View I&2 | GEN2 | Onshore Wind Turbine | 22.2 | IPP Non-CHP
55719 | Mountain View I&2 | GENI | Onshore Wind Turbine | 44.4 | IPP Non-CHP
55733 | Bennett Mountain | 1 | Natural Gas Fired Combustion Turbine | 172.8 | Electric Utility
55734 | Gray County Wind Energy | V47 | Onshore Wind Turbine | 112 | IPP Non-CHP
55736 | Hanging Rock Energy Facility | 1GT1 | Natural Gas Fired Combined Cycle | 163.5 | IPP Non-CHP
55736 | Hanging Rock Energy Facility | 1GT2 | Natural Gas Fired Combined Cycle | 163.5 | IPP Non-CHP
55736 | Hanging Rock Energy Facility | 1ST | Natural Gas Fired Combined Cycle | 317.1 | IPP Non-CHP
55736 | Hanging Rock Energy Facility | 2GT1 | Natural Gas Fired Combined Cycle | 163.5 | IPP Non-CHP
55736 | Hanging Rock Energy Facility | 2GT2 | Natural Gas Fired Combined Cycle | 163.5 | IPP Non-CHP
55736 | Hanging Rock Energy Facility | 2ST | Natural Gas Fired Combined Cycle | 317.1 | IPP Non-CHP
55738 | Buchanan Generation LLC | 1 | Natural Gas Fired Combustion Turbine | 44 | IPP Non-CHP
55738 | Buchanan Generation LLC | 2 | Natural Gas Fired Combustion Turbine | 44 | IPP Non-CHP
55739 | Condon Windpower LLC | GEN1 | Onshore Wind Turbine | 24.6 | IPP Non-CHP
55739 | Condon Windpower LLC | GEN2 | Onshore Wind Turbine | 25.2 | IPP Non-CHP
55740 | Rock River I LLC | GEN1 | Onshore Wind Turbine | 50 | IPP Non-CHP
55741 | Ridge Crest Wind Partners | A1 | Onshore Wind Turbine | 29.7 | IPP Non-CHP
55742 | Montfort Wind Energy Center | ER15 | Onshore Wind Turbine | 30 | Electric Utility
55747 | NWP Indian Mesa Wind Farm | NWP2 | Onshore Wind Turbine | 82.5 | IPP Non-CHP
55748 | Los Esteros Critical Energy Center | CAG5 | Natural Gas Fired Combined Cycle | 126.1 | IPP Non-CHP
55748 | Los Esteros Critical Energy Center | CTG1 | Natural Gas Fired Combined Cycle | 45 | IPP Non-CHP
55748 | Los Esteros Critical Energy Center | CTG2 | Natural Gas Fired Combined Cycle | 45 | IPP Non-CHP
55748 | Los Esteros Critical Energy Center | CTG3 | Natural Gas Fired Combined Cycle | 45 | IPP Non-CHP
55748 | Los Esteros Critical Energy Center | CTG4 | Natural Gas Fired Combined Cycle | 45 | IPP Non-CHP
55749 | Hardin Generator Project | UNT1 | Conventional Steam Coal | 115.7 | IPP Non-CHP
55752 | Sonoma Central Landfill Phase I | P-11 | Landfill Gas | 0.8 | Commercial Non-CHP
55752 | Sonoma Central Landfill Phase I | P-12 | Landfill Gas | 0.8 | Commercial Non-CHP
55752 | Sonoma Central Landfill Phase I | P-13 | Landfill Gas | 0.8 | Commercial Non-CHP
55752 | Sonoma Central Landfill Phase I | P-14 | Landfill Gas | 0.8 | Commercial Non-CHP
55753 | Sonoma Central Landfill Phase II | P-21 | Landfill Gas | 0.8 | Commercial Non-CHP
55753 | Sonoma Central Landfill Phase II | P-22 | Landfill Gas | 0.8 | Commercial Non-CHP
55753 | Sonoma Central Landfill Phase II | P-23 | Landfill Gas | 0.8 | Commercial Non-CHP
55753 | Sonoma Central Landfill Phase II | P-24 | Landfill Gas | 0.8 | Commercial Non-CHP
55757 | Model City Energy Facility | GEN1 | Landfill Gas | 0.8 | IPP Non-CHP
55757 | Model City Energy Facility | GEN2 | Landfill Gas | 0.8 | IPP Non-CHP
55757 | Model City Energy Facility | GEN3 | Landfill Gas | 0.8 | IPP Non-CHP
55757 | Model City Energy Facility | GEN4 | Landfill Gas | 0.8 | IPP Non-CHP
55757 | Model City Energy Facility | GEN5 | Landfill Gas | 0.8 | IPP Non-CHP
55757 | Model City Energy Facility | GEN6 | Landfill Gas | 0.8 | IPP Non-CHP
55757 | Model City Energy Facility | GEN7 | Landfill Gas | 0.8 | IPP Non-CHP
55760 | Streator Energy Partners LLC | ST1 | Landfill Gas | 1.1 | IPP Non-CHP
55763 | Dixon/Lee Energy Partners LLC | DX1 | Landfill Gas | 1.1 | IPP Non-CHP
55763 | Dixon/Lee Energy Partners LLC | DX2 | Landfill Gas | 1.1 | IPP Non-CHP
55763 | Dixon/Lee Energy Partners LLC | DX3 | Landfill Gas | 1.1 | IPP Non-CHP
55763 | Dixon/Lee Energy Partners LLC | DX4 | Landfill Gas | 1.1 | IPP Non-CHP
55765 | Green Knight Energy Center | TG1 | Landfill Gas | 3.3 | IPP Non-CHP
55765 | Green Knight Energy Center | TG2 | Landfill Gas | 3.3 | IPP Non-CHP
55765 | Green Knight Energy Center | TG3 | Landfill Gas | 3.3 | IPP Non-CHP
55766 | Kiefer Landfill | 361A | Landfill Gas | 3 | Commercial Non-CHP
55766 | Kiefer Landfill | 361B | Landfill Gas | 3 | Commercial Non-CHP
55766 | Kiefer Landfill | 361C | Landfill Gas | 3 | Commercial Non-CHP
55769 | Madison Windpower LLC | MADW | Onshore Wind Turbine | 11.5 | IPP Non-CHP
55770 | Dane County Landfill #2 Rodefeld | GEN1 | Landfill Gas | 0.8 | IPP Non-CHP
55770 | Dane County Landfill #2 Rodefeld | GEN2 | Landfill Gas | 0.8 | IPP Non-CHP
55770 | Dane County Landfill #2 Rodefeld | GEN3 | Landfill Gas | 0.8 | IPP Non-CHP
55770 | Dane County Landfill #2 Rodefeld | GEN4 | Landfill Gas | 1.6 | IPP Non-CHP
55770 | Dane County Landfill #2 Rodefeld | GEN5 | Landfill Gas | 0.8 | IPP Non-CHP
55770 | Dane County Landfill #2 Rodefeld | GEN6 | Landfill Gas | 0.8 | IPP Non-CHP
55770 | Dane County Landfill #2 Rodefeld | GEN7 | Landfill Gas | 0.8 | IPP Non-CHP
55773 | Countyside Genco LLC | CS10 | Landfill Gas | 3.2 | IPP Non-CHP
55773 | Countyside Genco LLC | CS7 | Landfill Gas | 3.2 | IPP Non-CHP
55773 | Countyside Genco LLC | CS8 | Landfill Gas | 3.2 | IPP Non-CHP
55773 | Countyside Genco LLC | CS9 | Landfill Gas | 3.2 | IPP Non-CHP
55774 | Morris Genco LLC | MO4 | Landfill Gas | 1.1 | IPP Non-CHP
55774 | Morris Genco LLC | MO5 | Landfill Gas | 1.1 | IPP Non-CHP
55776 | Barre | BA1 | Landfill Gas | 0.5 | IPP Non-CHP
55776 | Barre | BA2 | Landfill Gas | 0.5 | IPP Non-CHP
55782 | Wilmont Hills LLC | WH01 | Onshore Wind Turbine | 1.5 | IPP Non-CHP
55786 | Edgewood Energy LLC | CT01 | Natural Gas Fired Combustion Turbine | 50 | IPP Non-CHP
55786 | Edgewood Energy LLC | CT02 | Natural Gas Fired Combustion Turbine | 50 | IPP Non-CHP
55787 | Shoreham Energy LLC | CT01 | Petroleum Liquids | 50 | IPP Non-CHP
55787 | Shoreham Energy LLC | CT02 | Petroleum Liquids | 50 | IPP Non-CHP
55790 | Fenner Wind | 1 | Onshore Wind Turbine | 30 | IPP Non-CHP
55795 | Woodward Mountain II | 01 | Onshore Wind Turbine | 78 | IPP Non-CHP
55796 | Woodward Mountain I | 01 | Onshore Wind Turbine | 82 | IPP Non-CHP
55799 | Otsego Mill Power Plant | NRTH | Natural Gas Fired Combustion Turbine | 10.6 | Industrial CHP
55799 | Otsego Mill Power Plant | SOTH | Natural Gas Fired Combustion Turbine | 10.6 | Industrial CHP
55801 | Marcus Hook Energy LP | CT13 | Natural Gas Fired Combined Cycle | 188.2 | IPP CHP
55801 | Marcus Hook Energy LP | CT1A | Natural Gas Fired Combined Cycle | 188.2 | IPP CHP
55801 | Marcus Hook Energy LP | CTIB | Natural Gas Fired Combined Cycle | 188.2 | IPP CHP
55801 | Marcus Hook Energy LP | STG | Natural Gas Fired Combined Cycle | 271.5 | IPP CHP
55802 | Valencia Energy Facility | CTG1 | Natural Gas Fired Combustion Turbine | 159.5 | IPP Non-CHP
55803 | FPL E Somerset Windpower LLC | EW | Onshore Wind Turbine | 9 | IPP Non-CHP
55804 | Top of Iowa Windfarm | NM | Onshore Wind Turbine | 80 | IPP Non-CHP
55805 | Mill Run Windpower | G1 | Onshore Wind Turbine | 15 | IPP Non-CHP
55807 | Henrietta Peaker | HPP1 | Natural Gas Fired Combustion Turbine | 49 | IPP Non-CHP
55807 | Henrietta Peaker | HPP2 | Natural Gas Fired Combustion Turbine | 49 | IPP Non-CHP
55809 | Kas Brothers Windfarm | G1 | Onshore Wind Turbine | 1.5 | IPP Non-CHP
55810 | Gilroy Peaking Energy Center | S3 | Natural Gas Fired Combustion Turbine | 45 | IPP Non-CHP
55810 | Gilroy Peaking Energy Center | S4 | Natural Gas Fired Combustion Turbine | 45 | IPP Non-CHP
55810 | Gilroy Peaking Energy Center | S5 | Natural Gas Fired Combustion Turbine | 45 | IPP Non-CHP
55811 | King City Peaking | CTG1 | Natural Gas Fired Combustion Turbine | 47.3 | IPP Non-CHP
55813 | Yuba City Energy Center | CTG1 | Natural Gas Fired Combustion Turbine | 47.3 | IPP Non-CHP
55816 | Hawkeye Power Partners LLC | 48M | Onshore Wind Turbine | 42 | IPP Non-CHP
55818 | Frederickson Power LP | FICT | Natural Gas Fired Combined Cycle | 192 | IPP Non-CHP
55818 | Frederickson Power LP | FIST | Natural Gas Fired Combined Cycle | 126.3 | IPP Non-CHP
55820 | RCWMD Badlands Landfill Gas Project | GEN1 | Landfill Gas | 1.3 | Commercial Non-CHP
55821 | Curtis H Stanton Energy Center | A | Natural Gas Fired Combined Cycle | 203.2 | IPP Non-CHP
55821 | Curtis H Stanton Energy Center | B | Natural Gas Fired Combined Cycle | 203.2 | IPP Non-CHP
55821 | Curtis H Stanton Energy Center | C | Natural Gas Fired Combined Cycle | 281.9 | IPP Non-CHP
55824 | MNDOT Standby Generation | UNT1 | Petroleum Liquids | 2 | Commercial Non-CHP
55830 | East Millinocket Mill | M2S1 | Wood/Wood Waste Biomass | 15.6 | Industrial CHP
55830 | East Millinocket Mill | M2S2 | Wood/Wood Waste Biomass | 15.6 | Industrial CHP
55830 | East Millinocket Mill | M2S3 | Wood/Wood Waste Biomass | 30.2 | Industrial CHP
55833 | Auburndale Peaker Energy Center | CTP | Natural Gas Fired Combustion Turbine | 130.1 | IPP Non-CHP
55835 | Rocky Mountain Energy Center | CTG1 | Natural Gas Fired Combined Cycle | 175.1 | Electric Utility
55835 | Rocky Mountain Energy Center | CTG2 | Natural Gas Fired Combined Cycle | 175.1 | Electric Utility
55835 | Rocky Mountain Energy Center | STG1 | Natural Gas Fired Combined Cycle | 334.9 | Electric Utility
55836 | Island Street Peaking Plant | FT81 | Natural Gas Fired Combustion Turbine | 60.5 | Electric Utility
55841 | Silverhawk | CT1 | Natural Gas Fired Combined Cycle | 197.2 | Electric Utility
55841 | Silverhawk | CT2 | Natural Gas Fired Combined Cycle | 197.2 | Electric Utility
55841 | Silverhawk | ST1 | Natural Gas Fired Combined Cycle | 270.3 | Electric Utility
55847 | Feather River Energy Center | CTG1 | Natural Gas Fired Combustion Turbine | 47 | IPP Non-CHP
55851 | Valero Refinery Cogeneration Unit 1 | GT 1 | Natural Gas Fired Combustion Turbine | 51 | Industrial CHP
55853 | Inland Empire Energy Center | 1 | Natural Gas Fired Combined Cycle | 409.5 | IPP Non-CHP
55853 | Inland Empire Energy Center | 2 | Natural Gas Fired Combined Cycle | 409.5 | IPP Non-CHP
55855 | Wolfskill Energy Center | CTG1 | Natural Gas Fired Combustion Turbine | 47 | IPP Non-CHP
55856 | Prairie State Generating Station | PC1 | Conventional Steam Coal | 883 | IPP Non-CHP
55856 | Prairie State Generating Station | PC2 | Conventional Steam Coal | 883 | IPP Non-CHP
55857 | Oak Point Cogen | 5121 | Natural Gas Fired Combustion Turbine | 4.7 | Industrial CHP
55857 | Oak Point Cogen | 5131 | Natural Gas Fired Combustion Turbine | 4.7 | Industrial CHP
55857 | Oak Point Cogen | 5141 | Natural Gas Fired Combustion Turbine | 4.7 | Industrial CHP
55857 | Oak Point Cogen | 5151 | Natural Gas Fired Combustion Turbine | 4.7 | Industrial CHP
55857 | Oak Point Cogen | 5161 | Natural Gas Fired Combustion Turbine | 4.7 | Industrial CHP
55860 | Quinebaug Lower Project | 5-M | Conventional Hydroelectric | 0.3 | IPP Non-CHP
55860 | Quinebaug Lower Project | MF | Conventional Hydroelectric | 0.1 | IPP Non-CHP
55860 | Quinebaug Lower Project | U2 | Conventional Hydroelectric | 0.8 | IPP Non-CHP
55860 | Quinebaug Lower Project | UI | Conventional Hydroelectric | 1.3 | IPP Non-CHP
55861 | Stevens Point Mill | SP | Natural Gas Steam Turbine | 7.6 | Industrial CHP
55864 | Kaheka Hydro | KAH1 | Conventional Hydroelectric | 1.5 | Industrial Non-CHP
55864 | Kaheka Hydro | KAH2 | Conventional Hydroelectric | 1.5 | Industrial Non-CHP
55864 | Kaheka Hydro | KAH3 | Conventional Hydroelectric | 1.5 | Industrial Non-CHP
55866 | Basin Creek Plant | 1 | Natural Gas Internal Combustion Engine | 6.1 | IPP Non-CHP
55866 | Basin Creek Plant | 2 | Natural Gas Internal Combustion Engine | 6.1 | IPP Non-CHP
55866 | Basin Creek Plant | 3 | Natural Gas Internal Combustion Engine | 6.1 | IPP Non-CHP
55866 | Basin Creek Plant | 4 | Natural Gas Internal Combustion Engine | 6.1 | IPP Non-CHP
55866 | Basin Creek Plant | 5 | Natural Gas Internal Combustion Engine | 6.1 | IPP Non-CHP
55866 | Basin Creek Plant | 6 | Natural Gas Internal Combustion Engine | 6.1 | IPP Non-CHP
55866 | Basin Creek Plant | 7 | Natural Gas Internal Combustion Engine | 6.1 | IPP Non-CHP
55866 | Basin Creek Plant | 8 | Natural Gas Internal Combustion Engine | 6.1 | IPP Non-CHP
55866 | Basin Creek Plant | 9 | Natural Gas Internal Combustion Engine | 6.1 | IPP Non-CHP
55867 | Benson Power Biomass Plant | G1 | Wood/Wood Waste Biomass | 62.5 | IPP Non-CHP
55871 | Klondike Wind Power | Ph 1 | Onshore Wind Turbine | 24.5 | IPP Non-CHP
55874 | Panoche Peaker | 8 | Natural Gas Fired Combustion Turbine | 49.9 | IPP Non-CHP
55880 | Sonoma Central Landfill Phase III | P-31 | Landfill Gas | 0.8 | Commercial Non-CHP
55880 | Sonoma Central Landfill Phase III | P-32 | Landfill Gas | 0.8 | Commercial Non-CHP
55882 | Sierra Pacific Aberdeen | GEN1 | Wood/Wood Waste Biomass | 18 | Industrial CHP
55885 | Montgomery County Oaks LFGE Plant | CAT35 | Landfill Gas | 1.6 | IPP Non-CHP
55885 | Montgomery County Oaks LFGE Plant | GEJGC | Landfill Gas | 0.8 | IPP Non-CHP
55925 | Ridgeview | GEN1 | Landfill Gas | 0.8 | IPP Non-CHP
55925 | Ridgeview | GEN2 | Landfill Gas | 0.8 | IPP Non-CHP
55925 | Ridgeview | GEN3 | Landfill Gas | 0.8 | IPP Non-CHP
55925 | Ridgeview | GEN4 | Landfill Gas | 0.8 | IPP Non-CHP
55925 | Ridgeview | GEN5 | Landfill Gas | 0.8 | IPP Non-CHP
55925 | Ridgeview | GEN6 | Landfill Gas | 0.8 | IPP Non-CHP
55925 | Ridgeview | GEN7 | Landfill Gas | 0.8 | IPP Non-CHP
55925 | Ridgeview | GEN8 | Landfill Gas | 0.8 | IPP Non-CHP
55927 | Jasper | CT1 | Natural Gas Fired Combined Cycle | 198.9 | Electric Utility
55927 | Jasper | CT2 | Natural Gas Fired Combined Cycle | 198.9 | Electric Utility
55927 | Jasper | CT3 | Natural Gas Fired Combined Cycle | 198.9 | Electric Utility
55927 | Jasper | ST1 | Natural Gas Fired Combined Cycle | 405 | Electric Utility
55928 | McMinnville | 1 | Petroleum Liquids | 2 | Electric Utility
55928 | McMinnville | 10 | Petroleum Liquids | 2 | Electric Utility
55928 | McMinnville | 11 | Petroleum Liquids | 2 | Electric Utility
55928 | McMinnville | 12 | Other Waste Biomass | 2 | Electric Utility
55928 | McMinnville | 2 | Petroleum Liquids | 2 | Electric Utility
55928 | McMinnville | 3 | Petroleum Liquids | 2 | Electric Utility
55928 | McMinnville | 4 | Petroleum Liquids | 2 | Electric Utility
55928 | McMinnville | 5 | Petroleum Liquids | 2 | Electric Utility
55928 | McMinnville | 6 | Petroleum Liquids | 2 | Electric Utility
55928 | McMinnville | 7 | Petroleum Liquids | 2 | Electric Utility
55928 | McMinnville | 8 | Petroleum Liquids | 2 | Electric Utility
55928 | McMinnville | 9 | Petroleum Liquids | 2 | Electric Utility
55931 | Boulder City Silver Lake Hydro | 0001 | Conventional Hydroelectric | 3.3 | IPP Non-CHP
55933 | Tracy Combined Cycle Power Plant | TCC1 | Natural Gas Fired Combined Cycle | 167.3 | IPP Non-CHP
55933 | Tracy Combined Cycle Power Plant | TPP1 | Natural Gas Fired Combined Cycle | 84.4 | IPP Non-CHP
55933 | Tracy Combined Cycle Power Plant | TPP2 | Natural Gas Fired Combined Cycle | 84.4 | IPP Non-CHP
55934 | Century Generating Facility | C1 | Natural Gas Fired Combustion Turbine | 11.2 | IPP Non-CHP
55934 | Century Generating Facility | C2 | Natural Gas Fired Combustion Turbine | 11.2 | IPP Non-CHP
55934 | Century Generating Facility | C3 | Natural Gas Fired Combustion Turbine | 11.2 | IPP Non-CHP
55934 | Century Generating Facility | C4 | Natural Gas Fired Combustion Turbine | 11.2 | IPP Non-CHP
55935 | Drews Generating Facility | D1 | Natural Gas Fired Combustion Turbine | 11.2 | IPP Non-CHP
55935 | Drews Generating Facility | D2 | Natural Gas Fired Combustion Turbine | 11.2 | IPP Non-CHP
55935 | Drews Generating Facility | D3 | Natural Gas Fired Combustion Turbine | 11.2 | IPP Non-CHP
55935 | Drews Generating Facility | D4 | Natural Gas Fired Combustion Turbine | 11.2 | IPP Non-CHP
55936 | NRG Rockford II Energy Center | GT3 | Natural Gas Fired Combustion Turbine | 168 | IPP Non-CHP
55938 | NAEA Ocean Peaking Power LLC | OPP3 | Natural Gas Fired Combustion Turbine | 191.5 | IPP Non-CHP
55938 | NAEA Ocean Peaking Power LLC | OPP4 | Natural Gas Fired Combustion Turbine | 191.5 | IPP Non-CHP
55939 | Warren County | CT01 | Natural Gas Fired Combined Cycle | 297.5 | Electric Utility
55939 | Warren County | CT02 | Natural Gas Fired Combined Cycle | 297.5 | Electric Utility
55939 | Warren County | CT03 | Natural Gas Fired Combined Cycle | 297.5 | Electric Utility
55939 | Warren County | ST01 | Natural Gas Fired Combined Cycle | 579.7 | Electric Utility
55944 | Bay Windpower I | BAY | Onshore Wind Turbine | 1.8 | IPP Non-CHP
55950 | Elk Hills Cogen | U1 | Natural Gas Fired Combustion Turbine | 23.3 | Industrial CHP
55950 | Elk Hills Cogen | U2 | Natural Gas Fired Combustion Turbine | 23.3 | Industrial CHP
55951 | Agua Mansa Power Plant | AMP1 | Natural Gas Fired Combustion Turbine | 60.5 | Electric Utility
55953 | Pretlow | 1 | Petroleum Liquids | 1.6 | Electric Utility
55953 | Pretlow | 2 | Petroleum Liquids | 1.6 | Electric Utility
55954 | Downtown | 1 | Petroleum Liquids | 1.6 | Electric Utility
55954 | Downtown | 2 | Petroleum Liquids | 1.6 | Electric Utility
55963 | Riverview Energy Center | CTG1 | Natural Gas Fired Combustion Turbine | 47 | IPP Non-CHP
55964 | Brown Station Road Plant II | 1 | Landfill Gas | 1 | Commercial Non-CHP
55964 | Brown Station Road Plant II | 2 | Landfill Gas | 1 | Commercial Non-CHP
55964 | Brown Station Road Plant II | 3 | Landfill Gas | 1 | Commercial Non-CHP
55964 | Brown Station Road Plant II | 4 | Landfill Gas | 1 | Commercial Non-CHP
55965 | Wansley Combined Cycle | CT6A | Natural Gas Fired Combined Cycle | 203.1 | IPP Non-CHP
55965 | Wansley Combined Cycle | CT6B | Natural Gas Fired Combined Cycle | 203.1 | IPP Non-CHP
55965 | Wansley Combined Cycle | CT7A | Natural Gas Fired Combined Cycle | 203.1 | IPP Non-CHP
55965 | Wansley Combined Cycle | CT7B | Natural Gas Fired Combined Cycle | 203.1 | IPP Non-CHP
55965 | Wansley Combined Cycle | ST6 | Natural Gas Fired Combined Cycle | 213.3 | IPP Non-CHP
55965 | Wansley Combined Cycle | ST7 | Natural Gas Fired Combined Cycle | 213.3 | IPP Non-CHP
55966 | Nikiski Co-Generation | GT1 | Natural Gas Fired Combined Cycle | 37.9 | Electric Utility
55966 | Nikiski Co-Generation | ST1 | Natural Gas Fired Combined Cycle | 40 | Electric Utility
55968 | Trent Wind Farm LP | WTG1 | Onshore Wind Turbine | 150 | IPP Non-CHP
55969 | Hawkeye Energy Greenport LLC | U-01 | Petroleum Liquids | 54 | IPP Non-CHP
55970 | Cosumnes | 1 | Natural Gas Fired Combined Cycle | 190 | Electric Utility
55970 | Cosumnes | 2 | Natural Gas Fired Combined Cycle | 170 | Electric Utility
55970 | Cosumnes | 3 | Natural Gas Fired Combined Cycle | 170 | Electric Utility
55972 | Cass County | CT-1 | Natural Gas Fired Combustion Turbine | 172.5 | Electric Utility
55972 | Cass County | CT-2 | Natural Gas Fired Combustion Turbine | 172.5 | Electric Utility
55976 | Hunterstown Power Plant | 101 | Natural Gas Fired Combined Cycle | 179 | IPP Non-CHP
55976 | Hunterstown Power Plant | 201 | Natural Gas Fired Combined Cycle | 179 | IPP Non-CHP
55976 | Hunterstown Power Plant | 301 | Natural Gas Fired Combined Cycle | 179 | IPP Non-CHP
55976 | Hunterstown Power Plant | 401 | Natural Gas Fired Combined Cycle | 361 | IPP Non-CHP
55977 | Bluffview | CTG1 | Natural Gas Fired Combined Cycle | 40 | Electric Utility
55977 | Bluffview | STG1 | Natural Gas Fired Combined Cycle | 27 | Electric Utility
55980 | Champepaden Wind Power | 1 | Onshore Wind Turbine | 2 | IPP Non-CHP
55981 | Moulton Wind Power | 1 | Onshore Wind Turbine | 2 | IPP Non-CHP
55983 | Salton Sea Power LLC - Unit 5 | TG51 | Geothermal | 58.3 | IPP Non-CHP
55984 | CE Turbo LLC | TG21 | Geothermal | 11.5 | IPP Non-CHP
55985 | Palomar Energy | CTG1 | Natural Gas Fired Combined Cycle | 165 | Electric Utility
55985 | Palomar Energy | CTG2 | Natural Gas Fired Combined Cycle | 165 | Electric Utility
55985 | Palomar Energy | STG | Natural Gas Fired Combined Cycle | 229 | Electric Utility
55986 | Mountaineer Wind Energy Center | WT1 | Onshore Wind Turbine | 66 | IPP Non-CHP
55987 | Stillwater Water Treatment Plant | 6 | Petroleum Liquids | 2 | Electric Utility
55988 | Wabuska | 1 | Geothermal | 0.6 | IPP Non-CHP
55988 | Wabuska | 2 | Geothermal | 0.8 | IPP Non-CHP
55988 | Wabuska | 3 | Geothermal | 0.8 | IPP Non-CHP
55988 | Wabuska | 4 | Geothermal | 0.8 | IPP Non-CHP
55988 | Wabuska | 5 | Geothermal | 0.8 | IPP Non-CHP
55988 | Wabuska | 6 | Geothermal | 0.8 | IPP Non-CHP
55988 | Wabuska | 7 | Geothermal | 0.8 | IPP Non-CHP
55989 | FPL Energy Vansycle LLC (OR) | V-47 | Onshore Wind Turbine | 122.8 | IPP Non-CHP
55990 | Ashtabula | 1 | Natural Gas Fired Combined Cycle | 4.9 | IPP CHP
55990 | Ashtabula | 2 | Natural Gas Fired Combined Cycle | 4.9 | IPP CHP
55990 | Ashtabula | 3 | Natural Gas Fired Combined Cycle | 4.9 | IPP CHP
55990 | Ashtabula | 4 | Natural Gas Fired Combined Cycle | 4.9 | IPP CHP
55990 | Ashtabula | 5 | Natural Gas Fired Combined Cycle | 4.9 | IPP CHP
55990 | Ashtabula | 6 | Natural Gas Fired Combined Cycle | 0.8 | IPP CHP
55990 | Ashtabula | 7 | Natural Gas Fired Combined Cycle | 0.8 | IPP CHP
55991 | Brady | OEC | Geothermal | 6.5 | IPP Non-CHP
55991 | Brady | TG-1 | Geothermal | 9.2 | IPP Non-CHP
55991 | Brady | TG-2 | Geothermal | 9.2 | IPP Non-CHP
55991 | Brady | TG-3 | Geothermal | 8 | IPP Non-CHP
55992 | Desert Sky | 1 | Onshore Wind Turbine | 160.5 | IPP Non-CHP
55995 | Minot Wind Project | MWP | Onshore Wind Turbine | 2.6 | Electric Utility
55995 | Minot Wind Project | MWP2 | Onshore Wind Turbine | 4.5 | Electric Utility
55996 | Alliant SBD0201 Ingredion | 01 | Petroleum Liquids | 1.8 | IPP Non-CHP
55996 | Alliant SBD0201 Ingredion | 02 | Petroleum Liquids | 1.6 | IPP Non-CHP
55996 | Alliant SBD0201 Ingredion | 03 | Petroleum Liquids | 1.6 | IPP Non-CHP
55996 | Alliant SBD0201 Ingredion | 04 | Petroleum Liquids | 1.1 | IPP Non-CHP
55997 | Orchard Park | 10 | Natural Gas Internal Combustion Engine | 6 | Electric Utility
55997 | Orchard Park | 11 | Natural Gas Internal Combustion Engine | 6 | Electric Utility
55997 | Orchard Park | 8 | Natural Gas Internal Combustion Engine | 6 | Electric Utility
55997 | Orchard Park | 9 | Natural Gas Internal Combustion Engine | 6 | Electric Utility
55998 | Danbury Diesel | GT1 | Petroleum Liquids | 6.7 | Electric Utility
55998 | Danbury Diesel | IC1 | Petroleum Liquids | 0.5 | Electric Utility
55998 | Danbury Diesel | IC2 | Petroleum Liquids | 0.6 | Electric Utility
55999 | NECCO Co-Generation | GEN1 | Natural Gas Internal Combustion Engine | 2.9 | IPP CHP
55999 | NECCO Co-Generation | GEN2 | Natural Gas Internal Combustion Engine | 2.9 | IPP CHP
56001 | Waymart Wind | GE15 | Onshore Wind Turbine | 64.5 | IPP Non-CHP
56002 | Minwind | 1 | Onshore Wind Turbine | 3.8 | IPP Non-CHP
56004 | Mount Clinton | D-2 | Petroleum Liquids | 2 | Electric Utility
56004 | Mount Clinton | D-3 | Petroleum Liquids | 2 | Electric Utility
56004 | Mount Clinton | D-5 | Petroleum Liquids | 2 | Electric Utility
56004 | Mount Clinton | D-7 | Petroleum Liquids | 2 | Electric Utility
56004 | Mount Clinton | D-8 | Petroleum Liquids | 2 | Electric Utility
56004 | Mount Clinton | MC-1 | Petroleum Liquids | 14 | Electric Utility
56005 | Pleasant Valley (VA) | D-4 | Petroleum Liquids | 2 | Electric Utility
56005 | Pleasant Valley (VA) | D-6 | Petroleum Liquids | 2 | Electric Utility
56005 | Pleasant Valley (VA) | PV-1 | Petroleum Liquids | 16.5 | Electric Utility
56010 | Hancock County Wind Energy Center | V-47 | Onshore Wind Turbine | 98 | IPP Non-CHP
56011 | Cabazon Wind Partners | V-47 | Onshore Wind Turbine | 41 | IPP Non-CHP
56012 | Whitewater Hill Wind Partners | 1 | Onshore Wind Turbine | 61.5 | IPP Non-CHP
56013 | Exira | U1 | Natural Gas Fired Combustion Turbine | 60.5 | Electric Utility
56013 | Exira | U2 | Natural Gas Fired Combustion Turbine | 60.5 | Electric Utility
56013 | Exira | U3 | Natural Gas Fired Combustion Turbine | 60.5 | Electric Utility
56015 | Walton Bainbridge Power Facility | SEG1 | Petroleum Liquids | 40 | IPP Non-CHP
56015 | Walton Bainbridge Power Facility | SEGC | Petroleum Liquids | 40 | IPP Non-CHP
56016 | Grimes Way | 1 | Natural Gas Internal Combustion Engine | 1.1 | Commercial Non-CHP
56016 | Grimes Way | 2 | Natural Gas Internal Combustion Engine | 1.1 | Commercial Non-CHP
56016 | Grimes Way | 3 | Petroleum Liquids | 1.8 | Commercial Non-CHP
56018 | AMEA Peaking | 1 | Natural Gas Fired Combustion Turbine | 49.3 | Electric Utility
56018 | AMEA Peaking | 2 | Natural Gas Fired Combustion Turbine | 49.3 | Electric Utility
56022 | Waste Water Plant Generator | 1 | Petroleum Liquids | 1.6 | Electric Utility
56025 | Traer East | 6 | Petroleum Liquids | 2 | Electric Utility
56025 | Traer East | 7 | Petroleum Liquids | 2 | Electric Utility
56026 | Donald Von Raesfeld Power Plant | CTG1 | Natural Gas Fired Combined Cycle | 50 | Electric Utility
56026 | Donald Von Raesfeld Power Plant | CTG2 | Natural Gas Fired Combined Cycle | 50 | Electric Utility
56026 | Donald Von Raesfeld Power Plant | STG | Natural Gas Fired Combined Cycle | 54 | Electric Utility
56031 | Fox Energy Center | CTG1 | Natural Gas Fired Combined Cycle | 198.9 | Electric Utility
56031 | Fox Energy Center | CTG2 | Natural Gas Fired Combined Cycle | 198.9 | Electric Utility
56031 | Fox Energy Center | STG | Natural Gas Fired Combined Cycle | 221 | Electric Utility
56032 | Equus Freeport Power | 0001 | Natural Gas Fired Combustion Turbine | 60 | IPP Non-CHP
56032 | Equus Freeport Power | 001 | Natural Gas Fired Combustion Turbine | 60 | IPP Non-CHP
56035 | Smithfield Farmland Corp-Wilson | 1 | Petroleum Liquids | 1.4 | IPP CHP
56035 | Smithfield Farmland Corp-Wilson | 2 | Petroleum Liquids | 1.4 | IPP CHP
56036 | WWTP Power Generation Station | GEN1 | Other Waste Biomass | 2.2 | Commercial CHP
56036 | WWTP Power Generation Station | GEN2 | Other Waste Biomass | 2.2 | Commercial CHP
56036 | WWTP Power Generation Station | GEN3 | Other Waste Biomass | 2.2 | Commercial CHP
56038 | UMCP CHP Plant | 1 | Natural Gas Fired Combustion Turbine | 11 | IPP CHP
56038 | UMCP CHP Plant | 2 | Natural Gas Fired Combustion Turbine | 11 | IPP CHP
56038 | UMCP CHP Plant | 3 | Natural Gas Steam Turbine | 5.4 | IPP CHP
56039 | H. Gonzales | G1 | Natural Gas Fired Combustion Turbine | 5.9 | Electric Utility
56039 | H. Gonzales | G2 | Natural Gas Fired Combustion Turbine | 5.9 | Electric Utility
56041 | Malburg | M1 | Natural Gas Fired Combined Cycle | 40 | IPP Non-CHP
56041 | Malburg | M2 | Natural Gas Fired Combined Cycle | 40 | IPP Non-CHP
56041 | Malburg | M3 | Natural Gas Fired Combined Cycle | 50 | IPP Non-CHP
56046 | Magnolia Power Project | 1 | Natural Gas Fired Combined Cycle | 198.9 | Electric Utility
56046 | Magnolia Power Project | 2 | Natural Gas Fired Combined Cycle | 188.7 | Electric Utility
56050 | Inner Harbor East Heating | 1 | Natural Gas Internal Combustion Engine | 2.1 | Commercial CHP
56051 | THUMS | GEN1 | Natural Gas Fired Combustion Turbine | 57.4 | Industrial Non-CHP
56052 | Meyersdale Windpower | BMY | Batteries | 18 | IPP Non-CHP
56052 | Meyersdale Windpower | GE15 | Onshore Wind Turbine | 30 | IPP Non-CHP
56053 | Casey City of | 1 | Petroleum Liquids | 1.8 | Electric Utility
56053 | Casey City of | 2 | Petroleum Liquids | 1.8 | Electric Utility
56053 | Casey City of | 3 | Petroleum Liquids | 1.8 | Electric Utility
56054 | G McNeilus Wind Farm Dodge Center | GM1 | Onshore Wind Turbine | 32 | IPP Non-CHP
56054 | G McNeilus Wind Farm Dodge Center | GM2 | Onshore Wind Turbine | 8 | IPP Non-CHP
56054 | G McNeilus Wind Farm Dodge Center | GM3 | Onshore Wind Turbine | 3 | IPP Non-CHP
56055 | Hana Substation | MH1 | Petroleum Liquids | 1 | Electric Utility
56055 | Hana Substation | MH2 | Petroleum Liquids | 1 | Electric Utility
56059 | High Point, Fairfield | 1 | Petroleum Liquids | 1.8 | Electric Utility
56062 | Statesville, Highway 64 | 1 | Petroleum Liquids | 1.8 | Electric Utility
56063 | Shelby, Toms Street | 1 | Petroleum Liquids | 1.8 | Electric Utility
56064 | Morganton, Parker Road | 1 | Petroleum Liquids | 1.8 | Electric Utility
56067 | Lexington Health Center | 1 | Petroleum Liquids | 1.8 | Electric Utility
56068 | Elm Road Generating Station | 1 | Conventional Steam Coal | 701.3 | Electric Utility
56068 | Elm Road Generating Station | 2 | Conventional Steam Coal | 701.3 | Electric Utility
56069 | Berlin Landfill Gas | 1 | Landfill Gas | 0.8 | IPP Non-CHP
56069 | Berlin Landfill Gas | 2 | Landfill Gas | 0.8 | IPP Non-CHP
56069 | Berlin Landfill Gas | 3 | Landfill Gas | 0.8 | IPP Non-CHP
56070 | Diesel Generators | 1 | Petroleum Liquids | 54 | Electric Utility
56073 | Alliant SBG 9802 Toyota | 01 | Natural Gas Internal Combustion Engine | 1 | IPP Non-CHP
56074 | Alliant SBD 9901 Wells Fargo | 01 | Petroleum Liquids | 1.1 | IPP Non-CHP
56075 | High Winds LLC | 1 | Onshore Wind Turbine | 145.8 | IPP Non-CHP
56075 | High Winds LLC | 2 | Onshore Wind Turbine | 16.2 | IPP Non-CHP
56076 | ABC Coke | 1 | Other Gases | 3.8 | Industrial CHP
56078 | Walnut Energy Center | 1 | Natural Gas Fired Combined Cycle | 94.9 | Electric Utility
56078 | Walnut Energy Center | 2 | Natural Gas Fired Combined Cycle | 94.9 | Electric Utility
56078 | Walnut Energy Center | 3 | Natural Gas Fired Combined Cycle | 110.8 | Electric Utility
56079 | Riceland Foods Cogeneration Plant | STEC | Other Waste Biomass | 18 | IPP CHP
56080 | SJ/SC WPCP | E2 | Other Waste Biomass | 0.8 | Commercial CHP
56080 | SJ/SC WPCP | E5 | Other Waste Biomass | 1.8 | Commercial CHP
56080 | SJ/SC WPCP | EG1 | Natural Gas Internal Combustion Engine | 2.8 | Commercial CHP
56080 | SJ/SC WPCP | EG2 | Natural Gas Internal Combustion Engine | 2.8 | Commercial CHP
56080 | SJ/SC WPCP | EG3 | Natural Gas Internal Combustion Engine | 2.8 | Commercial CHP
56081 | Blue Canyon Windpower | EW | Onshore Wind Turbine | 85 | IPP Non-CHP
56090 | Blacksand Generating Facility | D182 | Other Gases | 4 | Industrial Non-CHP
56090 | Blacksand Generating Facility | D189 | Other Gases | 3.7 | Industrial Non-CHP
56090 | Blacksand Generating Facility | D190 | Other Gases | 0.3 | Industrial Non-CHP
56092 | South Dakota Wind Energy Cente | GE15 | Onshore Wind Turbine | 40.5 | IPP Non-CHP
56093 | TransAlta Wyoming Wind | GE15 | Onshore Wind Turbine | 144 | IPP Non-CHP
56094 | Oklahoma Wind Energy Center | GE15 | Onshore Wind Turbine | 51 | IPP Non-CHP
56094 | Oklahoma Wind Energy Center | GSOO | Onshore Wind Turbine | 51 | IPP Non-CHP
56097 | New Mexico Wind Energy Center | GE15 | Onshore Wind Turbine | 204 | IPP Non-CHP
56098 | Hillsboro | 1 | Petroleum Liquids | 2 | Electric Utility
56098 | Hillsboro | 2 | Petroleum Liquids | 2 | Electric Utility
56099 | FPL Energy North Dakota Wind I/II | GE15 | Onshore Wind Turbine | 61.5 | IPP Non-CHP
56100 | St. Charles Power Plant | 1 | Petroleum Liquids | 2.2 | Electric Utility
56100 | St. Charles Power Plant | 2 | Petroleum Liquids | 2.2 | Electric Utility
56100 | St. Charles Power Plant | 3 | Petroleum Liquids | 2.2 | Electric Utility
56100 | St. Charles Power Plant | 4 | Petroleum Liquids | 2.2 | Electric Utility
56102 | Currant Creek | CT1A | Natural Gas Fired Combined Cycle | 172 | Electric Utility
56102 | Currant Creek | CT1B | Natural Gas Fired Combined Cycle | 172 | Electric Utility
56102 | Currant Creek | ST1 | Natural Gas Fired Combined Cycle | 305 | Electric Utility
56104 | Mankato Energy Center | CTG2 | Natural Gas Fired Combined Cycle | 210 | IPP Non-CHP
56104 | Mankato Energy Center | STG1 | Natural Gas Fired Combined Cycle | 320 | IPP Non-CHP
56106 | MEAN Wind Project | 1 | Onshore Wind Turbine | 10.5 | Electric Utility
56108 | T J Labbe Electric Generating | U-1 | Natural Gas Fired Combustion Turbine | 50.4 | Electric Utility
56108 | T J Labbe Electric Generating | U-2 | Natural Gas Fired Combustion Turbine | 50.4 | Electric Utility
56111 | Brazos Wind Farm | GEN1 | Onshore Wind Turbine | 160 | IPP Non-CHP
56112 | Mountain View III | V47 | Onshore Wind Turbine | 22.4 | IPP Non-CHP
56113 | Tessman Road | 1 | Landfill Gas | 1.4 | IPP Non-CHP
56113 | Tessman Road | 2 | Landfill Gas | 1.4 | IPP Non-CHP
56113 | Tessman Road | 3 | Landfill Gas | 1.4 | IPP Non-CHP
56113 | Tessman Road | 4 | Landfill Gas | 1.4 | IPP Non-CHP
56113 | Tessman Road | 5 | Landfill Gas | 1.4 | IPP Non-CHP
56113 | Tessman Road | 6 | Landfill Gas | 1.4 | IPP Non-CHP
56113 | Tessman Road | 7 | Landfill Gas | 1.4 | IPP Non-CHP
56114 | IMEA Highland | 1 | Petroleum Liquids | 1.8 | Electric Utility
56114 | IMEA Highland | 2 | Petroleum Liquids | 1.8 | Electric Utility
56116 | IMEA Flora | 10 | Petroleum Liquids | 1.8 | Electric Utility
56116 | IMEA Flora | 6 | Petroleum Liquids | 1.8 | Electric Utility
56116 | IMEA Flora | 7 | Petroleum Liquids | 1.8 | Electric Utility
56116 | IMEA Flora | 8 | Petroleum Liquids | 1.8 | Electric Utility
56116 | IMEA Flora | 9 | Petroleum Liquids | 1.8 | Electric Utility
56117 | Flora Site A | 1 | Petroleum Liquids | 1.8 | Electric Utility
56117 | Flora Site A | 2 | Petroleum Liquids | 1.8 | Electric Utility
56117 | Flora Site A | 3 | Petroleum Liquids | 1.8 | Electric Utility
56118 | Flora Site B | 4 | Petroleum Liquids | 1.8 | Electric Utility
56118 | Flora Site B | 5 | Petroleum Liquids | 1.8 | Electric Utility
56119 | Middlesex Generating Facility | 100 | Landfill Gas | 6 | IPP CHP
56119 | Middlesex Generating Facility | 200 | Landfill Gas | 6 | IPP CHP
56119 | Middlesex Generating Facility | 300 | Landfill Gas | 10.5 | IPP CHP
56120 | Lee County Landfill | L1 | Landfill Gas | 1.9 | Electric Utility
56120 | Lee County Landfill | L2 | Landfill Gas | 1.9 | Electric Utility
56120 | Lee County Landfill | L3 | Landfill Gas | 1.9 | Electric Utility
56120 | Lee County Landfill | L4 | Landfill Gas | 5.5 | Electric Utility
56121 | Anderson Regional Landfill | A2 | Landfill Gas | 1.6 | Electric Utility
56121 | Anderson Regional Landfill | A3 | Landfill Gas | 1.6 | Electric Utility
56122 | Richland County Landfill | R1 | Landfill Gas | 5.7 | Electric Utility
56122 | Richland County Landfill | R2 | Landfill Gas | 1.6 | Electric Utility
56122 | Richland County Landfill | R3 | Landfill Gas | 1.6 | Electric Utility
56123 | Minwind 3-9 | 1 | Onshore Wind Turbine | 11.5 | IPP Non-CHP
56125 | Springville Hydroelectric | 4152 | Conventional Hydroelectric | 1 | IPP Non-CHP
56126 | Sub 2 Generating Station | 1 | Petroleum Liquids | 1.8 | Electric Utility
56126 | Sub 2 Generating Station | 2 | Petroleum Liquids | 1.8 | Electric Utility
56127 | Macon Energy Center | 1 | Natural Gas Fired Combustion Turbine | 10 | Electric Utility
56128 | Sub 3 Generating Station | 1 | Petroleum Liquids | 1.8 | Electric Utility
56128 | Sub 3 Generating Station | 2 | Petroleum Liquids | 1.8 | Electric Utility
56128 | Sub 3 Generating Station | 3 | Petroleum Liquids | 1.8 | Electric Utility
56128 | Sub 3 Generating Station | 4 | Petroleum Liquids | 1.8 | Electric Utility
56129 | Thermal Kem | 1 | Petroleum Liquids | 2.9 | Electric Utility
56131 | Valenite | 1 | Petroleum Liquids | 2.9 | Electric Utility
56132 | Honea Path | 1 | Petroleum Liquids | 2.9 | Electric Utility
56134 | Regional Wastewater Control Facility | 0101 | Natural Gas Internal Combustion Engine | 1 | Commercial CHP
56134 | Regional Wastewater Control Facility | 0301 | Natural Gas Internal Combustion Engine | 1 | Commercial CHP
56134 | Regional Wastewater Control Facility | 0401 | Natural Gas Internal Combustion Engine | 1 | Commercial CHP
56134 | Regional Wastewater Control Facility | 0501 | Petroleum Liquids | 1.8 | Commercial CHP
56135 | Ripon Generation Station | 1 | Natural Gas Fired Combustion Turbine | 60.5 | Electric Utility
56135 | Ripon Generation Station | 2 | Natural Gas Fired Combustion Turbine | 60.5 | Electric Utility
56138 | Anderson Erickson | 1 | Petroleum Liquids | 2 | Electric Utility
56139 | Neptune Gas Processing Plant | NPCG | All Other | 4.5 | Industrial CHP
56141 | Jamaica Bay Peaking | 2 | Petroleum Liquids | 60.5 | IPP Non-CHP
56142 | Chanarambie Power Partners, LLC | WND1 | Onshore Wind Turbine | 85.5 | IPP Non-CHP
56143 | Riverside Energy Resource Center | 1 | Natural Gas Fired Combustion Turbine | 50 | Electric Utility
56143 | Riverside Energy Resource Center | 2 | Natural Gas Fired Combustion Turbine | 50 | Electric Utility
56143 | Riverside Energy Resource Center | 3 | Natural Gas Fired Combustion Turbine | 48 | Electric Utility
56143 | Riverside Energy Resource Center | 4 | Natural Gas Fired Combustion Turbine | 48 | Electric Utility
56144 | Springs Generating Station | 1 | Natural Gas Fired Combustion Turbine | 10 | Electric Utility
56144 | Springs Generating Station | 2 | Natural Gas Fired Combustion Turbine | 10 | Electric Utility
56144 | Springs Generating Station | 3 | Natural Gas Fired Combustion Turbine | 10 | Electric Utility
56144 | Springs Generating Station | 4 | Natural Gas Fired Combustion Turbine | 10 | Electric Utility
56146 | False Island | 1 | Petroleum Liquids | 1.3 | Electric Utility
56147 | Viking | 1 | Petroleum Liquids | 1 | Electric Utility
56148 | Ft. Pierre | 5 | Petroleum Liquids | 2 | Electric Utility
56148 | Ft. Pierre | 6 | Petroleum Liquids | 2 | Electric Utility
56148 | Ft. Pierre | 7 | Petroleum Liquids | 2 | Electric Utility
56149 | Seven Mile Creek LFG | 1 | Landfill Gas | 1 | Electric Utility
56149 | Seven Mile Creek LFG | 2 | Landfill Gas | 1 | Electric Utility
56149 | Seven Mile Creek LFG | 3 | Landfill Gas | 1 | Electric Utility
56149 | Seven Mile Creek LFG | 4 | Landfill Gas | 1 | Electric Utility
56150 | McIntosh Combined Cycle Facility | 10ST | Natural Gas Fired Combined Cycle | 281.9 | Electric Utility
56150 | McIntosh Combined Cycle Facility | 11ST | Natural Gas Fired Combined Cycle | 281.9 | Electric Utility
56150 | McIntosh Combined Cycle Facility | C10A | Natural Gas Fired Combined Cycle | 203.2 | Electric Utility
56150 | McIntosh Combined Cycle Facility | C10B | Natural Gas Fired Combined Cycle | 203.2 | Electric Utility
56150 | McIntosh Combined Cycle Facility | C11A | Natural Gas Fired Combined Cycle | 203.2 | Electric Utility
56150 | McIntosh Combined Cycle Facility | C11B | Natural Gas Fired Combined Cycle | 203.2 | Electric Utility
56151 | South Harper | GT1 | Natural Gas Fired Combustion Turbine | 117 | Electric Utility
56151 | South Harper | GT2 | Natural Gas Fired Combustion Turbine | 117 | Electric Utility
56151 | South Harper | GT3 | Natural Gas Fired Combustion Turbine | 117 | Electric Utility
56152 | Freeport Energy Center | CTG1 | Natural Gas Fired Combined Cycle | 180 | Industrial CHP
56152 | Freeport Energy Center | STG1 | Natural Gas Fired Combined Cycle | 80 | Industrial CHP
56153 | Viking Wind Partners | 1 | Onshore Wind Turbine | 12 | IPP Non-CHP
56160 | Mendota Hills, LLC | GEN1 | Onshore Wind Turbine | 50.4 | IPP Non-CHP
56162 | Ainsworth Wind | 1 | Onshore Wind Turbine | 59.4 | Electric Utility
56163 | Kennecott Power Plant | 4 | Conventional Steam Coal | 82 | Industrial CHP
56163 | Kennecott Power Plant | RCHP | Natural Gas Fired Combustion Turbine | 6.4 | Industrial CHP
56163 | Kennecott Power Plant | SM58 | All Other | 31.8 | Industrial CHP
56164 | Faribault Energy Park | EU01 | Natural Gas Fired Combined Cycle | 212.5 | Electric Utility
56164 | Faribault Energy Park | HRSG | Natural Gas Fired Combined Cycle | 122 | Electric Utility
56166 | Sheboygan Falls | 1 | Natural Gas Fired Combustion Turbine | 173.4 | Electric Utility
56166 | Sheboygan Falls | 2 | Natural Gas Fired Combustion Turbine | 173.4 | Electric Utility
56169 | NEO Freehold Gen LLC | UNT1 | Natural Gas Internal Combustion Engine | 1.1 | IPP CHP
56169 | NEO Freehold Gen LLC | UNT2 | Natural Gas Internal Combustion Engine | 1.1 | IPP CHP
56172 | Flying Cloud Power Partners LLC | FC | Onshore Wind Turbine | 43.5 | IPP Non-CHP
56173 | Colorado Green Holdings LLC | CG | Onshore Wind Turbine | 162 | IPP Non-CHP
56174 | Moraine Wind LLC | MOR | Onshore Wind Turbine | 51 | IPP Non-CHP
56177 | Nebo Power Station | GT1 | Natural Gas Fired Combined Cycle | 65 | Electric Utility
56177 | Nebo Power Station | ST1 | Natural Gas Fired Combined Cycle | 75 | Electric Utility
56181 | Genoa Diesel Generating Station | 1 | Petroleum Liquids | 2 | Electric Utility
56181 | Genoa Diesel Generating Station | 2 | Petroleum Liquids | 2 | Electric Utility
56181 | Genoa Diesel Generating Station | 3 | Petroleum Liquids | 2 | Electric Utility
56182 | Columbia Flooring Melbourne | Kato | Wood/Wood Waste Biomass | 2 | Industrial CHP
56184 | Red Bluff | IC1 | Natural Gas Internal Combustion Engine | 2.9 | IPP Non-CHP
56184 | Red Bluff | IC10 | Natural Gas Internal Combustion Engine | 2.9 | IPP Non-CHP
56184 | Red Bluff | IC11 | Natural Gas Internal Combustion Engine | 2.9 | IPP Non-CHP
56184 | Red Bluff | IC12 | Natural Gas Internal Combustion Engine | 2.9 | IPP Non-CHP
56184 | Red Bluff | IC13 | Natural Gas Internal Combustion Engine | 2.9 | IPP Non-CHP
56184 | Red Bluff | IC14 | Natural Gas Internal Combustion Engine | 2.9 | IPP Non-CHP
56184 | Red Bluff | IC15 | Natural Gas Internal Combustion Engine | 2.9 | IPP Non-CHP
56184 | Red Bluff | IC16 | Natural Gas Internal Combustion Engine | 2.9 | IPP Non-CHP
56184 | Red Bluff | IC2 | Natural Gas Internal Combustion Engine | 2.9 | IPP Non-CHP
56184 | Red Bluff | IC3 | Natural Gas Internal Combustion Engine | 2.9 | IPP Non-CHP
56184 | Red Bluff | IC4 | Natural Gas Internal Combustion Engine | 2.9 | IPP Non-CHP
56184 | Red Bluff | IC5 | Natural Gas Internal Combustion Engine | 2.9 | IPP Non-CHP
56184 | Red Bluff | IC6 | Natural Gas Internal Combustion Engine | 2.9 | IPP Non-CHP
56184 | Red Bluff | IC7 | Natural Gas Internal Combustion Engine | 2.9 | IPP Non-CHP
56184 | Red Bluff | IC8 | Natural Gas Internal Combustion Engine | 2.9 | IPP Non-CHP
56184 | Red Bluff | IC9 | Natural Gas Internal Combustion Engine | 2.9 | IPP Non-CHP
56185 | Chowchilla II | IC1 | Natural Gas Internal Combustion Engine | 3.1 | IPP Non-CHP
56185 | Chowchilla II | IC10 | Natural Gas Internal Combustion Engine | 3.1 | IPP Non-CHP
56185 | Chowchilla II | IC11 | Natural Gas Internal Combustion Engine | 3.1 | IPP Non-CHP
56185 | Chowchilla II | IC12 | Natural Gas Internal Combustion Engine | 3.1 | IPP Non-CHP
56185 | Chowchilla II | IC13 | Natural Gas Internal Combustion Engine | 3.1 | IPP Non-CHP
56185 | Chowchilla II | IC14 | Natural Gas Internal Combustion Engine | 3.1 | IPP Non-CHP
56185 | Chowchilla II | IC15 | Natural Gas Internal Combustion Engine | 3.1 | IPP Non-CHP
56185 | Chowchilla II | IC16 | Natural Gas Internal Combustion Engine | 3.1 | IPP Non-CHP
56185 | Chowchilla II | IC2 | Natural Gas Internal Combustion Engine | 3.1 | IPP Non-CHP
56185 | Chowchilla II | IC3 | Natural Gas Internal Combustion Engine | 3.1 | IPP Non-CHP
56185 | Chowchilla II | IC4 | Natural Gas Internal Combustion Engine | 3.1 | IPP Non-CHP
56185 | Chowchilla II | IC5 | Natural Gas Internal Combustion Engine | 3.1 | IPP Non-CHP
56185 | Chowchilla II | IC6 | Natural Gas Internal Combustion Engine | 3.1 | IPP Non-CHP
56185 | Chowchilla II | IC7 | Natural Gas Internal Combustion Engine | 3.1 | IPP Non-CHP
56185 | Chowchilla II | IC8 | Natural Gas Internal Combustion Engine | 3.1 | IPP Non-CHP
56185 | Chowchilla II | IC9 | Natural Gas Internal Combustion Engine | 3.1 | IPP Non-CHP
56188 | Pinelawn Power LLC | CTG | Natural Gas Fired Combined Cycle | 50 | IPP Non-CHP
56188 | Pinelawn Power LLC | STG | Natural Gas Fired Combined Cycle | 32 | IPP Non-CHP
56189 | Waterside Power, LLC | 4 | Petroleum Liquids | 23.2 | IPP Non-CHP
56189 | Waterside Power, LLC | 5 | Petroleum Liquids | 23.2 | IPP Non-CHP
56189 | Waterside Power, LLC | 7 | Petroleum Liquids | 23.2 | IPP Non-CHP
56190 | Central Michigan University | GT1 | Natural Gas Fired Combustion Turbine | 3.8 | Commercial CHP
56190 | Central Michigan University | STM1 | Natural Gas Steam Turbine | 1 | Commercial CHP
56192 | Georgia-Pacific Wauna Mill | 1 | Wood/Wood Waste Biomass | 36 | Industrial CHP
56193 | Medford Operation | 1 | Wood/Wood Waste Biomass | 3.5 | Industrial CHP
56193 | Medford Operation | 2 | Wood/Wood Waste Biomass | 5 | Industrial CHP
56194 | Dike City Power Plant | 001 | Petroleum Liquids | 2.2 | Electric Utility
56195 | Combine Hills I | 001 | Onshore Wind Turbine | 41 | IPP Non-CHP
56196 | 500MW CC | CA01 | Natural Gas Fired Combined Cycle | 188 | Electric Utility
56196 | 500MW CC | CT01 | Natural Gas Fired Combined Cycle | 170 | Electric Utility
56196 | 500MW CC | CT02 | Natural Gas Fired Combined Cycle | 170 | Electric Utility
56199 | TG Windfarm LLC | 1 | Onshore Wind Turbine | 2 | IPP Non-CHP
56200 | CG Windfarm LLC | I | Onshore Wind Turbine | 2 | IPP Non-CHP
56201 | Bisson Windfarm LLC | I | Onshore Wind Turbine | 2 | IPP Non-CHP
56202 | Tofteland Windfarm LLC | I | Onshore Wind Turbine | 2 | IPP Non-CHP
56203 | Westridge Windfarm LLC | 1 | Onshore Wind Turbine | 2 | IPP Non-CHP
56204 | Fey Windfarm LLC | 1 | Onshore Wind Turbine | 2 | IPP Non-CHP
56205 | Windcurrent Farms LLC | 1 | Onshore Wind Turbine | 2 | IPP Non-CHP
56206 | K-Brink Windfarm LLC | 1 | Onshore Wind Turbine | 2 | IPP Non-CHP
56207 | DL Windy Acres LLC | 1 | Onshore Wind Turbine | 2 | IPP Non-CHP
56208 | S&P Windfarm LLC | 1 | Onshore Wind Turbine | 2 | IPP Non-CHP
56209 | Boeve Windfarm LLC | 1 | Onshore Wind Turbine | 2 | IPP Non-CHP
56210 | B&K Energy Systems LLC | 1 | Onshore Wind Turbine | 2 | IPP Non-CHP
56211 | Sweetwater Wind 1 LLC | SW1 | Onshore Wind Turbine | 37.5 | IPP Non-CHP
56212 | Sweetwater Wind 2 LLC | SW2 | Onshore Wind Turbine | 91.5 | IPP Non-CHP
56215 | Allendorf | A1 | Onshore Wind Turbine | 1.2 | IPP Non-CHP
56223 | Alden Bailey Power Plant | LOKI | Natural Gas Fired Combustion Turbine | 10.9 | Electric Utility
56224 | TS Power Plant | 001 | Conventional Steam Coal | 242 | IPP Non-CHP
56225 | Aeolus Wind Facility | V90 | Onshore Wind Turbine | 3 | IPP Non-CHP
56226 | Bowling Green Wind | 1 | Onshore Wind Turbine | 1.8 | Electric Utility
56226 | Bowling Green Wind | 2 | Onshore Wind Turbine | 1.8 | Electric Utility
56226 | Bowling Green Wind | 3 | Onshore Wind Turbine | 1.8 | Electric Utility
56226 | Bowling Green Wind | 4 | Onshore Wind Turbine | 1.8 | Electric Utility
56227 | Port Westward | 1 | Natural Gas Fired Combined Cycle | 312 | Electric Utility
56227 | Port Westward | 2 | Natural Gas Fired Combined Cycle | 171 | Electric Utility
56228 | Prescott Airport | PV1 | Solar Photovoltaic | 2.1 | Electric Utility
56229 | Cogeneration 1 | CT1 | Natural Gas Fired Combined Cycle | 9 | Commercial CHP
56231 | DeKalb Medical Center-Hillandale | 01 | Petroleum Liquids | 0.8 | Commercial Non-CHP
56231 | DeKalb Medical Center-Hillandale | 02 | Petroleum Liquids | 0.8 | Commercial Non-CHP
56232 | Miramar Energy Facility | 1 | Natural Gas Fired Combustion Turbine | 53 | Electric Utility
56232 | Miramar Energy Facility | 2 | Natural Gas Fired Combustion Turbine | 53 | Electric Utility
56233 | EG178 Facility | CT02 | Natural Gas Fired Combined Cycle | 60.5 | Industrial Non-CHP
56233 | EG178 Facility | CTG1 | Natural Gas Fired Combined Cycle | 60.5 | Industrial Non-CHP
56233 | EG178 Facility | STG | Natural Gas Fired Combined Cycle | 32.9 | Industrial Non-CHP
56234 | Caithness Long Island Energy Center | CT01 | Natural Gas Fired Combined Cycle | 196.2 | IPP Non-CHP
56234 | Caithness Long Island Energy Center | ST01 | Natural Gas Fired Combined Cycle | 152.7 | IPP Non-CHP
56237 | Lake Side Power Plant | CT01 | Natural Gas Fired Combined Cycle | 203 | Electric Utility
56237 | Lake Side Power Plant | CT02 | Natural Gas Fired Combined Cycle | 203 | Electric Utility
56237 | Lake Side Power Plant | CT21 | Natural Gas Fired Combined Cycle | 206 | Electric Utility
56237 | Lake Side Power Plant | CT22 | Natural Gas Fired Combined Cycle | 206 | Electric Utility
56237 | Lake Side Power Plant | ST01 | Natural Gas Fired Combined Cycle | 251 | Electric Utility
56237 | Lake Side Power Plant | ST2 | Natural Gas Fired Combined Cycle | 316 | Electric Utility
56238 | Groton Generating Station | GT01 | Natural Gas Fired Combustion Turbine | 93.5 | Electric Utility
56238 | Groton Generating Station | GT02 | Natural Gas Fired Combustion Turbine | 95 | Electric Utility
56239 | Malaga Power LLC | GT-1 | Natural Gas Fired Combustion Turbine | 60.5 | IPP Non-CHP
56239 | Malaga Power LLC | GT-2 | Natural Gas Fired Combustion Turbine | 60.5 | IPP Non-CHP
56240 | Buffalo Gap Wind Farm | 1 | Onshore Wind Turbine | 120.6 | IPP Non-CHP
56241 | Cannon Falls Energy Center | UNT1 | Natural Gas Fired Combustion Turbine | 173.4 | IPP Non-CHP
56241 | Cannon Falls Energy Center | UNT2 | Natural Gas Fired Combustion Turbine | 173.4 | IPP Non-CHP
56242 | Kindred School | 1 | Petroleum Liquids | 2 | Commercial Non-CHP
56243 | Perham Incinerator | 1 | Municipal Solid Waste | 4.5 | Commercial CHP
56244 | State Auto Insurance | 1 | Petroleum Liquids | 1.7 | Commercial Non-CHP
56245 | Stevens Community Medical Center | 1 | Petroleum Liquids | 1 | Commercial Non-CHP
56247 | West Group Data Center F | 1 | Petroleum Liquids | 2 | Commercial Non-CHP
56247 | West Group Data Center F | 2 | Petroleum Liquids | 2 | Commercial Non-CHP
56247 | West Group Data Center F | 3 | Petroleum Liquids | 2 | Commercial Non-CHP
56247 | West Group Data Center F | 4 | Petroleum Liquids | 2 | Commercial Non-CHP
56248 | Shell Chemical | 101G | Natural Gas Fired Combustion Turbine | 40 | Industrial CHP
56248 | Shell Chemical | 201G | Natural Gas Fired Combustion Turbine | 40 | Industrial CHP
56249 | Anson County Generation Facility | 1 | Natural Gas Fired Combustion Turbine | 57.3 | Electric Utility
56249 | Anson County Generation Facility | 2 | Natural Gas Fired Combustion Turbine | 57.3 | Electric Utility
56249 | Anson County Generation Facility | 3 | Natural Gas Fired Combustion Turbine | 57.3 | Electric Utility
56249 | Anson County Generation Facility | 4 | Natural Gas Fired Combustion Turbine | 57.3 | Electric Utility
56249 | Anson County Generation Facility | 5 | Natural Gas Fired Combustion Turbine | 57.3 | Electric Utility
56249 | Anson County Generation Facility | 6 | Natural Gas Fired Combustion Turbine | 57.3 | Electric Utility
56250 | Ontario LFGTE | GEN1 | Landfill Gas | 0.8 | IPP Non-CHP
56250 | Ontario LFGTE | GEN10 | Landfill Gas | 1.6 | IPP Non-CHP
56250 | Ontario LFGTE | GEN11 | Landfill Gas | 1.6 | IPP Non-CHP
56250 | Ontario LFGTE | GEN2 | Landfill Gas | 0.8 | IPP Non-CHP
56250 | Ontario LFGTE | GEN3 | Landfill Gas | 0.8 | IPP Non-CHP
56250 | Ontario LFGTE | GEN4 | Landfill Gas | 0.8 | IPP Non-CHP
56250 | Ontario LFGTE | GEN5 | Landfill Gas | 0.8 | IPP Non-CHP
56250 | Ontario LFGTE | GEN6 | Landfill Gas | 0.8 | IPP Non-CHP
56250 | Ontario LFGTE | GEN7 | Landfill Gas | 0.8 | IPP Non-CHP
56250 | Ontario LFGTE | GEN8 | Landfill Gas | 0.8 | IPP Non-CHP
56250 | Ontario LFGTE | GEN9 | Landfill Gas | 1.6 | IPP Non-CHP
56251 | Intrepid | INWF | Onshore Wind Turbine | 160.5 | Electric Utility
56251 | Intrepid | INWF2 | Onshore Wind Turbine | 15 | Electric Utility
56252 | Century | CWF | Onshore Wind Turbine | 185 | Electric Utility
56252 | Century | CWF2 | Onshore Wind Turbine | 35 | Electric Utility
56252 | Century | CWF3 | Onshore Wind Turbine | 15 | Electric Utility
56253 | Millcreek Power Generation | MC1 | Natural Gas Fired Combustion Turbine | 40 | Electric Utility
56253 | Millcreek Power Generation | MC2 | Natural Gas Fired Combustion Turbine | 40 | Electric Utility
56255 | Hopkins Ridge Wind | 1 | Onshore Wind Turbine | 149.4 | Electric Utility
56255 | Hopkins Ridge Wind | 2 | Onshore Wind Turbine | 7.2 | Electric Utility
56256 | John Street 1, 3, 4 & 5 | JS 3 | Petroleum Liquids | 1.8 | Electric Utility
56256 | John Street 1, 3, 4 & 5 | JS 4 | Petroleum Liquids | 1.8 | Electric Utility
56256 | John Street 1, 3, 4 & 5 | JS 5 | Petroleum Liquids | 1.8 | Electric Utility
56258 | Kapaia Power Station | CT1 | All Other | 39.1 | Electric Utility
56259 | Empire Generating Co LLC | CT11 | Natural Gas Fired Combined Cycle | 179 | IPP CHP
56259 | Empire Generating Co LLC | CT12 | Natural Gas Fired Combined Cycle | 179 | IPP CHP
56259 | Empire Generating Co LLC | ST13 | Natural Gas Fired Combined Cycle | 295.7 | IPP CHP
56260 | High Point, Pump Station Rd | Unit1 | Petroleum Liquids | 1.8 | Electric Utility
56260 | High Point, Pump Station Rd | Unit2 | Petroleum Liquids | 1.8 | Electric Utility
56261 | Lexington | Unit1 | Petroleum Liquids | 1.8 | Electric Utility
56261 | Lexington | Unit2 | Petroleum Liquids | 1.8 | Electric Utility
56262 | Gastonia, Tulip Drive | DG3 | Petroleum Liquids | 1.8 | Electric Utility
56262 | Gastonia, Tulip Drive | Unit1 | Petroleum Liquids | 1.8 | Electric Utility
56262 | Gastonia, Tulip Drive | Unit2 | Petroleum Liquids | 1.8 | Electric Utility
56263 | Albemarle Prime Power Park | Unit1 | Petroleum Liquids | 1.8 | Electric Utility
56263 | Albemarle Prime Power Park | Unit2 | Petroleum Liquids | 1.8 | Electric Utility
56265 | South Fork | 1 | Conventional Hydroelectric | 2 | Electric Utility
56266 | WPPI Hartford DG | 1 | Petroleum Liquids | 1.1 | Electric Utility
56269 | IBM West | 1 | Petroleum Liquids | 1.8 | Electric Utility
56269 | IBM West | 2 | Petroleum Liquids | 1.8 | Electric Utility
56270 | Callahan Divide Wind Energy Center | 1 | Onshore Wind Turbine | 114 | IPP Non-CHP
56271 | Diablo Wind LLC | VEST | Onshore Wind Turbine | 18 | IPP Non-CHP
56273 | Weatherford Wind Energy Center | 1 | Onshore Wind Turbine | 106.5 | IPP Non-CHP
56273 | Weatherford Wind Energy Center | 2 | Onshore Wind Turbine | 40.5 | IPP Non-CHP
56274 | Valley Queen Cheese | 1 | Petroleum Liquids | 1.5 | IPP Non-CHP
56274 | Valley Queen Cheese | 2 | Petroleum Liquids | 1.5 | IPP Non-CHP
56274 | Valley Queen Cheese | 3 | Petroleum Liquids | 1.5 | IPP Non-CHP
56275 | Helzel & Schwarzhoff 86 | WGNS | Onshore Wind Turbine | 2.4 | IPP Non-CHP
56276 | ZCO | WGNS | Onshore Wind Turbine | 1.6 | IPP Non-CHP
56277 | Bavarian LFGTE | 1 | Landfill Gas | 0.8 | Electric Utility
56277 | Bavarian LFGTE | 2 | Landfill Gas | 0.8 | Electric Utility
56277 | Bavarian LFGTE | 3 | Landfill Gas | 0.8 | Electric Utility
56277 | Bavarian LFGTE | 4 | Landfill Gas | 0.8 | Electric Utility
56277 | Bavarian LFGTE | 5 | Landfill Gas | 1.6 | Electric Utility
56278 | Green Valley LFGTE | 1 | Landfill Gas | 0.8 | Electric Utility
56278 | Green Valley LFGTE | 2 | Landfill Gas | 0.8 | Electric Utility
56278 | Green Valley LFGTE | 3 | Landfill Gas | 0.8 | Electric Utility
56279 | Laurel Ridge LFGTE | 1 | Landfill Gas | 0.8 | Electric Utility
56279 | Laurel Ridge LFGTE | 2 | Landfill Gas | 0.8 | Electric Utility
56279 | Laurel Ridge LFGTE | 3 | Landfill Gas | 0.8 | Electric Utility
56279 | Laurel Ridge LFGTE | 4 | Landfill Gas | 0.8 | Electric Utility
56279 | Laurel Ridge LFGTE | 5 | Landfill Gas | 0.8 | Electric Utility
56280 | Hardin County LFGTE | 1 | Landfill Gas | 0.8 | Electric Utility
56280 | Hardin County LFGTE | 2 | Landfill Gas | 0.8 | Electric Utility
56280 | Hardin County LFGTE | 3 | Landfill Gas | 0.8 | Electric Utility
56283 | Hargis-Hebert Electric Generating | U-1 | Natural Gas Fired Combustion Turbine | 50.4 | Electric Utility
56283 | Hargis-Hebert Electric Generating | U-2 | Natural Gas Fired Combustion Turbine | 50.4 | Electric Utility
56284 | Santa Maria EPG | EPG | Other Gases | 5.5 | Industrial Non-CHP
56288 | Salem Water Plant | 1 | Petroleum Liquids | 2 | Commercial Non-CHP
56289 | Salem Street Dept | 1 | Petroleum Liquids | 1.8 | Commercial Non-CHP
56290 | Maple Ridge Wind Farm | 1 | Onshore Wind Turbine | 137 | IPP Non-CHP
56290 | Maple Ridge Wind Farm | 1A | Onshore Wind Turbine | 61 | IPP Non-CHP
56290 | Maple Ridge Wind Farm | 2 | Onshore Wind Turbine | 33 | IPP Non-CHP
56290 | Maple Ridge Wind Farm | 3 | Onshore Wind Turbine | 91 | IPP Non-CHP
56291 | Horse Hollow Wind Energy Center | 1 | Onshore Wind Turbine | 213 | IPP Non-CHP
56291 | Horse Hollow Wind Energy Center | 2 | Onshore Wind Turbine | 223.5 | IPP Non-CHP
56291 | Horse Hollow Wind Energy Center | 3 | Onshore Wind Turbine | 299 | IPP Non-CHP
56292 | Hamlet Generating Facility | ES1 | Natural Gas Fired Combustion Turbine | 57.3 | Electric Utility
56292 | Hamlet Generating Facility | ES2 | Natural Gas Fired Combustion Turbine | 57.3 | Electric Utility
56292 | Hamlet Generating Facility | ES3 | Natural Gas Fired Combustion Turbine | 57.3 | Electric Utility
56292 | Hamlet Generating Facility | ES4 | Natural Gas Fired Combustion Turbine | 57.3 | Electric Utility
56292 | Hamlet Generating Facility | ES5 | Natural Gas Fired Combustion Turbine | 57.3 | Electric Utility
56292 | Hamlet Generating Facility | ES6 | Natural Gas Fired Combustion Turbine | 57.3 | Electric Utility
56293 | Caprock Wind Farm | 1 | Onshore Wind Turbine | 60 | IPP Non-CHP
56293 | Caprock Wind Farm | 2 | Onshore Wind Turbine | 20 | IPP Non-CHP
56294 | Bayway Refinery | FGX | All Other | 11.2 | Industrial Non-CHP
56295 | Kumeyaay Wind | 1 | Onshore Wind Turbine | 50 | IPP Non-CHP
56296 | Trimont Area Wind Farm | 1 | Onshore Wind Turbine | 100.5 | IPP Non-CHP
56297 | Crescent Ridge | 1 | Onshore Wind Turbine | 53 | IPP Non-CHP
56298 | Roseville Energy Park | 0001 | Natural Gas Fired Combined Cycle | 42 | Electric Utility
56298 | Roseville Energy Park | 0002 | Natural Gas Fired Combined Cycle | 42 | Electric Utility
56298 | Roseville Energy Park | 0003 | Natural Gas Fired Combined Cycle | 80 | Electric Utility
56299 | Wind Park Bear Creek | 1 | Onshore Wind Turbine | 24 | IPP Non-CHP
56300 | Jersey-Atlantic Wind Farm | 1 | Onshore Wind Turbine | 7.5 | IPP Non-CHP
56301 | Wolverine Creek | 1 | Onshore Wind Turbine | 64.5 | IPP Non-CHP
56302 | Oasis Wind | 1 | Onshore Wind Turbine | 60 | IPP Non-CHP
56303 | Elk River Wind | 1 | Onshore Wind Turbine | 150 | IPP Non-CHP
56304 | San Juan Mesa Wind Project LLC | 1 | Onshore Wind Turbine | 120 | IPP Non-CHP
56307 | Adams Wind Farm | 1 | Onshore Wind Turbine | 14 | IPP Non-CHP
56307 | Adams Wind Farm | 2 | Onshore Wind Turbine | 10 | IPP Non-CHP
56308 | Fossil Gulch | 1 | Onshore Wind Turbine | 10.5 | IPP Non-CHP
56309 | Trigen St. Louis | CT-1 | Natural Gas Fired Combined Cycle | 7.8 | IPP CHP
56309 | Trigen St. Louis | CT-2 | Natural Gas Fired Combined Cycle | 7.8 | IPP CHP
56309 | Trigen St. Louis | IC-1 | Petroleum Liquids | 1.2 | IPP CHP
56309 | Trigen St. Louis | ST-3 | Natural Gas Fired Combined Cycle | 18.2 | IPP CHP
56309 | Trigen St. Louis | ST-4 | Natural Gas Steam Turbine | 1.5 | IPP CHP
56309 | Trigen St. Louis | ST-5 | Natural Gas Steam Turbine | 1.5 | IPP CHP
56311 | Sweetwater Wind 3 LLC | SW3 | Onshore Wind Turbine | 135 | IPP Non-CHP
56312 | Shute Creek Facility | 021A | Other Gases | 36 | Industrial CHP
56312 | Shute Creek Facility | 021B | Other Gases | 36 | Industrial CHP
56312 | Shute Creek Facility | 021C | Other Gases | 36 | Industrial CHP
56313 | Coleman Falls | CGH2 | Conventional Hydroelectric | 0.5 | Industrial Non-CHP
56313 | Coleman Falls | CGH3 | Conventional Hydroelectric | 0.5 | Industrial Non-CHP
56313 | Coleman Falls | CHG1 | Conventional Hydroelectric | 0.5 | Industrial Non-CHP
56314 | Holcomb Rock | HG1 | Conventional Hydroelectric | 0.6 | Industrial Non-CHP
56314 | Holcomb Rock | HG2 | Conventional Hydroelectric | 0.6 | Industrial Non-CHP
56314 | Holcomb Rock | HG3 | Conventional Hydroelectric | 0.6 | Industrial Non-CHP
56317 | Raft River Geothermal Power Plant | 1 | Geothermal | 18 | IPP Non-CHP
56319 | Wygen 2 | 0001 | Conventional Steam Coal | 95 | Electric Utility
56320 | Spring Canyon | 1 | Onshore Wind Turbine | 60 | IPP Non-CHP
56321 | Richard Burdette Geothermal | 1 | Geothermal | 15 | IPP Non-CHP
56321 | Richard Burdette Geothermal | OEC2 | Geothermal | 15 | IPP Non-CHP
56322 | Wild Horse | 1 | Onshore Wind Turbine | 228.6 | Electric Utility
56322 | Wild Horse | WH2 | Onshore Wind Turbine | 44 | Electric Utility
56322 | Wild Horse | WHS1 | Solar Photovoltaic | 0.5 | Electric Utility
56323 | Modern Innovative Energy LLC | GEN1 | Landfill Gas | 1.6 | IPP Non-CHP
56323 | Modern Innovative Energy LLC | GEN2 | Landfill Gas | 1.6 | IPP Non-CHP
56323 | Modern Innovative Energy LLC | GEN3 | Landfill Gas | 1.6 | IPP Non-CHP
56323 | Modern Innovative Energy LLC | GEN4 | Landfill Gas | 1.6 | IPP Non-CHP
56324 | Colonie LFGTE Facility | GEN1 | Landfill Gas | 1.6 | IPP Non-CHP
56324 | Colonie LFGTE Facility | GEN2 | Landfill Gas | 1.6 | IPP Non-CHP
56324 | Colonie LFGTE Facility | GEN3 | Landfill Gas | 1.6 | IPP Non-CHP
56324 | Colonie LFGTE Facility | GEN4 | Landfill Gas | 1.6 | IPP Non-CHP
56325 | Delta Power | 6 | Petroleum Liquids | 23.1 | Electric Utility
56326 | Mustang Station Unit 4 | GEN1 | Natural Gas Fired Combustion Turbine | 170 | Electric Utility
56326 | Mustang Station Unit 4 | GEN2 | Natural Gas Fired Combustion Turbine | 170 | Electric Utility
56326 | Mustang Station Unit 4 | GEN3 | Natural Gas Fired Combustion Turbine | 170 | Electric Utility
56327 | Pendleton County LFGTE | 1 | Landfill Gas | 0.8 | Electric Utility
56327 | Pendleton County LFGTE | 2 | Landfill Gas | 0.8 | Electric Utility
56327 | Pendleton County LFGTE | 3 | Landfill Gas | 0.8 | Electric Utility
56327 | Pendleton County LFGTE | 4 | Landfill Gas | 0.8 | Electric Utility
56328 | Harry D Mattison Gas Plant | 1 | Natural Gas Fired Combustion Turbine | 86.5 | Electric Utility
56328 | Harry D Mattison Gas Plant | 2 | Natural Gas Fired Combustion Turbine | 86.5 | Electric Utility
56328 | Harry D Mattison Gas Plant | 3 | Natural Gas Fired Combustion Turbine | 88 | Electric Utility
56328 | Harry D Mattison Gas Plant | 4 | Natural Gas Fired Combustion Turbine | 88 | Electric Utility
56329 | Campbell Industrial Park | CIP1 | Other Waste Biomass | 113 | Electric Utility
56333 | Gauley River Power Partners | GEN1 | Conventional Hydroelectric | 40 | IPP Non-CHP
56333 | Gauley River Power Partners | GEN2 | Conventional Hydroelectric | 40 | IPP Non-CHP
56335 | Blue Canyon Windpower II | EW2 | Onshore Wind Turbine | 151 | IPP Non-CHP
56336 | Aragonne Wind LLC | 1 | Onshore Wind Turbine | 90 | IPP Non-CHP
56337 | Sweetwater Wind 4 LLC | SW4 | Onshore Wind Turbine | 241 | IPP Non-CHP
56338 | High Trail Wind Farm LLC | 1 | Onshore Wind Turbine | 198 | IPP Non-CHP
56339 | Albemarle Hospital Unit | 1 | Petroleum Liquids | 1.8 | Electric Utility
56340 | Cherryville City Hall | 1 | Petroleum Liquids | 1.8 | Electric Utility
56341 | Lincolnton High School | 1 | Petroleum Liquids | 1.8 | Electric Utility
56342 | Maiden Community Center | 1 | Petroleum Liquids | 1.8 | Electric Utility
56343 | Monroe Middle School | 1 | Petroleum Liquids | 1.8 | Electric Utility
56344 | Morganton Station 5 | 1 | Petroleum Liquids | 1.8 | Electric Utility
56345 | Pineville Delivery 1 | 1 | Petroleum Liquids | 1.8 | Electric Utility
56346 | Bear Valley Power Plant | ICE1 | Natural Gas Internal Combustion Engine | 1.2 | Electric Utility
56346 | Bear Valley Power Plant | ICE2 | Natural Gas Internal Combustion Engine | 1.2 | Electric Utility
56346 | Bear Valley Power Plant | ICE3 | Natural Gas Internal Combustion Engine | 1.2 | Electric Utility
56346 | Bear Valley Power Plant | ICE4 | Natural Gas Internal Combustion Engine | 1.2 | Electric Utility
56346 | Bear Valley Power Plant | ICE5 | Natural Gas Internal Combustion Engine | 1.2 | Electric Utility
56346 | Bear Valley Power Plant | ICE6 | Natural Gas Internal Combustion Engine | 1.2 | Electric Utility
56346 | Bear Valley Power Plant | ICE7 | Natural Gas Internal Combustion Engine | 1.2 | Electric Utility
56347 | Cedar Ridge | 1 | Onshore Wind Turbine | 67.7 | Electric Utility
56348 | Laverne Diesel Generating Plant | 1 | Petroleum Liquids | 2 | Electric Utility
56348 | Laverne Diesel Generating Plant | 2 | Petroleum Liquids | 2 | Electric Utility
56349 | Quail Run Energy Center | CT1A | Natural Gas Fired Combined Cycle | 90.6 | IPP Non-CHP
56349 | Quail Run Energy Center | CT1B | Natural Gas Fired Combined Cycle | 90.6 | IPP Non-CHP
56349 | Quail Run Energy Center | CT2A | Natural Gas Fired Combined Cycle | 86.5 | IPP Non-CHP
56349 | Quail Run Energy Center | CT2B | Natural Gas Fired Combined Cycle | 86.5 | IPP Non-CHP
56349 | Quail Run Energy Center | ST1 | Natural Gas Fired Combined Cycle | 98.1 | IPP Non-CHP
56349 | Quail Run Energy Center | ST2 | Natural Gas Fired Combined Cycle | 98.1 | IPP Non-CHP
56350 | Colorado Bend Energy Center | CT1A | Natural Gas Fired Combined Cycle | 90 | IPP Non-CHP
56350 | Colorado Bend Energy Center | CT1B | Natural Gas Fired Combined Cycle | 90 | IPP Non-CHP
56350 | Colorado Bend Energy Center | CT2A | Natural Gas Fired Combined Cycle | 90 | IPP Non-CHP
56350 | Colorado Bend Energy Center | CT2B | Natural Gas Fired Combined Cycle | 90 | IPP Non-CHP
56350 | Colorado Bend Energy Center | ST1 | Natural Gas Fired Combined Cycle | 105.1 | IPP Non-CHP
56350 | Colorado Bend Energy Center | ST2 | Natural Gas Fired Combined Cycle | 115 | IPP Non-CHP
56351 | Spearville | 1 | Onshore Wind Turbine | 100.5 | Electric Utility
56351 | Spearville | 2 | Onshore Wind Turbine | 48 | Electric Utility
56355 | Whispering Willow Wind Farm - East | 1 | Onshore Wind Turbine | 199.7 | Electric Utility
56356 | Clearwater Power Plant | CT1 | Natural Gas Fired Combined Cycle | 41 | Electric Utility
56356 | Clearwater Power Plant | ST1 | Natural Gas Fired Combined Cycle | 8 | Electric Utility
56357 | FPL Energy Burleigh County Wind | GE | Onshore Wind Turbine | 18 | IPP Non-CHP
56357 | FPL Energy Burleigh County Wind | GE15 | Onshore Wind Turbine | 31.5 | IPP Non-CHP
56358 | Western Renewable Energy | 1 | Wood/Wood Waste Biomass | 3 | IPP Non-CHP
56359 | Klondike Windpower II | PH2 | Onshore Wind Turbine | 75 | IPP Non-CHP
56360 | Leaning Juniper | 1 | Onshore Wind Turbine | 100.5 | Electric Utility
56361 | Big Horn Wind Project | 1 | Onshore Wind Turbine | 199 | IPP Non-CHP
56362 | Shiloh I Wind Project | 1 | Onshore Wind Turbine | 150 | IPP Non-CHP
56363 | Danville New Design Plant | GEN 1 | Petroleum Liquids | 1.8 | Electric Utility
56364 | Danville Kentuck Road Plant | GEN 1 | Petroleum Liquids | 1.8 | Electric Utility
56365 | Danville Westover Plant | GEN1 | Petroleum Liquids | 1.8 | Electric Utility
56367 | Electric Avenue Facility | 1 | Petroleum Liquids | 1.8 | Electric Utility
56367 | Electric Avenue Facility | 2 | Petroleum Liquids | 1.8 | Electric Utility
56367 | Electric Avenue Facility | 3 | Petroleum Liquids | 1.8 | Electric Utility
56368 | Water Treatment Plant Generators | WP1 | Petroleum Liquids | 1.8 | Electric Utility
56369 | Casselman Wind Power Project | 1 | Onshore Wind Turbine | 34.5 | IPP Non-CHP
56371 | Cedar Creek Wind | 1 | Onshore Wind Turbine | 300.5 | IPP Non-CHP
56372 | Sweetwater Wind 5 | SW5 | Onshore Wind Turbine | 80.5 | IPP Non-CHP
56374 | Robert Mueller Energy Center | CT1 | Natural Gas Fired Combustion Turbine | 4.6 | Electric Utility
56374 | Robert Mueller Energy Center | DG1 | Petroleum Liquids | 1.5 | Electric Utility
56376 | Pike County Wind Power | WTG1 | Onshore Wind Turbine | 1.7 | Electric Utility
56377 | Judith Gap Wind Energy Center | 1 | Onshore Wind Turbine | 135 | IPP Non-CHP
56378 | Pakini Nui Wind Farm | 1 | Onshore Wind Turbine | 21 | IPP Non-CHP
56379 | Victory Wind Farm | VWF | Onshore Wind Turbine | 99 | Electric Utility
56380 | Centennial Wind Farm | WT1 | Onshore Wind Turbine | 120 | Electric Utility
56383 | Northern Iowa Windpower II | TOI2 | Onshore Wind Turbine | 80 | IPP Non-CHP
56386 | Top of Iowa Windfarm III | TOI3 | Onshore Wind Turbine | 29.7 | Electric Utility
56391 | Blue Sky Green Field Wind Project | 1 | Onshore Wind Turbine | 145.2 | Electric Utility
56392 | FPL Energy Oliver Wind I LLC | 1 | Onshore Wind Turbine | 50.6 | IPP Non-CHP
56394 | Forest Creek Wind Farm LLC | 1 | Onshore Wind Turbine | 124.2 | IPP Non-CHP
56395 | Mesquite Wind Power LLC | 1 | Onshore Wind Turbine | 200 | IPP Non-CHP
56397 | Hunlock Unit 4 | 4 | Natural Gas Fired Combustion Turbine | 44 | IPP Non-CHP
56399 | Lempster Wind LLC | 1 | Onshore Wind Turbine | 24 | IPP Non-CHP
56400 | Treasure Coast Energy Center | CT1 | Natural Gas Fired Combined Cycle | 219.6 | Electric Utility
56400 | Treasure Coast Energy Center | ST1 | Natural Gas Fired Combined Cycle | 191.8 | Electric Utility
56404 | Noble Hill Landfill | NHLC | Landfill Gas | 3.2 | Electric Utility
56405 | Nevada Solar One | ONE | Solar Thermal without Energy Storage | 75.7 | IPP Non-CHP
56406 | Sierra Pacific Burlington Facility | GEN1 | Wood/Wood Waste Biomass | 28 | Industrial CHP
56407 | West County Energy Center | 1A | Natural Gas Fired Combined Cycle | 298 | Electric Utility
56407 | West County Energy Center | 1B | Natural Gas Fired Combined Cycle | 298 | Electric Utility
56407 | West County Energy Center | 1C | Natural Gas Fired Combined Cycle | 298 | Electric Utility
56407 | West County Energy Center | 1ST | Natural Gas Fired Combined Cycle | 527 | Electric Utility
56407 | West County Energy Center | 2A | Natural Gas Fired Combined Cycle | 298 | Electric Utility
56407 | West County Energy Center | 2B | Natural Gas Fired Combined Cycle | 298 | Electric Utility
56407 | West County Energy Center | 2C | Natural Gas Fired Combined Cycle | 298 | Electric Utility
56407 | West County Energy Center | 2ST | Natural Gas Fired Combined Cycle | 527 | Electric Utility
56407 | West County Energy Center | 3A | Natural Gas Fired Combined Cycle | 298 | Electric Utility
56407 | West County Energy Center | 3B | Natural Gas Fired Combined Cycle | 298 | Electric Utility
56407 | West County Energy Center | 3C | Natural Gas Fired Combined Cycle | 298 | Electric Utility
56407 | West County Energy Center | 3ST | Natural Gas Fired Combined Cycle | 527 | Electric Utility
56408 | Agriwind | AWND1 | Onshore Wind Turbine | 8.4 | IPP Non-CHP
56409 | Stahl Wind Energy | 1 | Onshore Wind Turbine | 1.7 | IPP Non-CHP
56410 | Carstensen Wind | 1 | Onshore Wind Turbine | 1.7 | IPP Non-CHP
56411 | Northern Lights Wind LLC | 1 | Onshore Wind Turbine | 1.7 | IPP Non-CHP
56412 | Lucky Wind | 1 | Onshore Wind Turbine | 1.7 | IPP Non-CHP
56413 | Greenback Energy | 1 | Onshore Wind Turbine | 1.7 | IPP Non-CHP
56414 | Redwood Falls Wind | WND1 | Onshore Wind Turbine | 1.7 | Electric Utility
56414 | Redwood Falls Wind | WND2 | Onshore Wind Turbine | 1.7 | Electric Utility
56415 | Fairmont Wind | WND1 | Onshore Wind Turbine | 1 | Electric Utility
56415 | Fairmont Wind | WND2 | Onshore Wind Turbine | 1 | Electric Utility
56415 | Fairmont Wind | WND3 | Onshore Wind Turbine | 1.7 | Electric Utility
56415 | Fairmont Wind | WND4 | Onshore Wind Turbine | 1.7 | Electric Utility
56416 | Michigan Wind 1 | 1 | Onshore Wind Turbine | 69 | IPP Non-CHP
56417 | Westchester Gas Recovery | W1 | Landfill Gas | 1.8 | IPP Non-CHP
56417 | Westchester Gas Recovery | W2 | Landfill Gas | 1.8 | IPP Non-CHP
56418 | Des Plaines Gas Recovery | DP1 | Landfill Gas | 1.8 | IPP Non-CHP
56418 | Des Plaines Gas Recovery | DP2 | Landfill Gas | 1.8 | IPP Non-CHP
56419 | Beecher Gas Recovery | B1 | Landfill Gas | 1.1 | IPP Non-CHP
56419 | Beecher Gas Recovery | B2 | Landfill Gas | 1.1 | IPP Non-CHP
56419 | Beecher Gas Recovery | B3 | Landfill Gas | 1.1 | IPP Non-CHP
56420 | Renick Run Pumping Station 03-04 | 0003 | Petroleum Liquids | 1.4 | Electric Utility
56420 | Renick Run Pumping Station 03-04 | 0004 | Petroleum Liquids | 1.4 | Electric Utility
56421 | PS ST-8 Engine No 1 | 0005 | Petroleum Liquids | 2 | Electric Utility
56422 | ST-1/1A Engine No 1 | 0006 | Petroleum Liquids | 1.3 | Electric Utility
56423 | Dodge Park Engine No 1 | 0007 | Petroleum Liquids | 2 | Electric Utility
56424 | Mower County Wind Energy Center | 1 | Onshore Wind Turbine | 98.9 | IPP Non-CHP
56426 | Ameresco Chicopee Energy | UNIT4 | Landfill Gas | 2.1 | IPP Non-CHP
56426 | Ameresco Chicopee Energy | Unit1 | Landfill Gas | 1.9 | IPP Non-CHP
56426 | Ameresco Chicopee Energy | Unit2 | Landfill Gas | 1.9 | IPP Non-CHP
56426 | Ameresco Chicopee Energy | Unit3 | Landfill Gas | 1.9 | IPP Non-CHP
56427 | Ameresco Janesville | Unit1 | Landfill Gas | 1 | IPP Non-CHP
56427 | Ameresco Janesville | Unit2 | Landfill Gas | 1 | IPP Non-CHP
56427 | Ameresco Janesville | Unit3 | Landfill Gas | 1 | IPP Non-CHP
56428 | Ameresco Santa Cruz Energy | Unit1 | Landfill Gas | 1 | IPP Non-CHP
56428 | Ameresco Santa Cruz Energy | Unit2 | Landfill Gas | 1 | IPP Non-CHP
56428 | Ameresco Santa Cruz Energy | Unit3 | Landfill Gas | 1 | IPP Non-CHP
56429 | Ameresco Delaware South | 1 | Landfill Gas | 1 | IPP Non-CHP
56429 | Ameresco Delaware South | 2 | Landfill Gas | 1 | IPP Non-CHP
56429 | Ameresco Delaware South | 3 | Landfill Gas | 1 | IPP Non-CHP
56429 | Ameresco Delaware South | 4 | Landfill Gas | 1 | IPP Non-CHP
56429 | Ameresco Delaware South | 5 | Landfill Gas | 1 | IPP Non-CHP
56430 | Ameresco Delaware Central | 1C | Landfill Gas | 1 | IPP Non-CHP
56430 | Ameresco Delaware Central | 2C | Landfill Gas | 1 | IPP Non-CHP
56430 | Ameresco Delaware Central | 3C | Landfill Gas | 1 | IPP Non-CHP
56430 | Ameresco Delaware Central | 4C | Landfill Gas | 1 | IPP Non-CHP
56430 | Ameresco Delaware Central | 5C | Landfill Gas | 1 | IPP Non-CHP
56432 | Wildorado Wind LLC | 1 | Onshore Wind Turbine | 161 | IPP Non-CHP
56433 | Pine Tree Wind Power Project | 1 | Onshore Wind Turbine | 135 | Electric Utility
56434 | Burley Butte Windpark | BBWP | Onshore Wind Turbine | 21.3 | IPP Non-CHP
56435 | Golden Valley Wind Park LLC | GVWP | Onshore Wind Turbine | 12 | IPP Non-CHP
56437 | Milner Dam Wind Park LLC | MDWP | Onshore Wind Turbine | 19.5 | IPP Non-CHP
56439 | Oregon Trail Wind Park | OTWP | Onshore Wind Turbine | 13.5 | IPP Non-CHP
56440 | Pilgrim Stage Wind Park | PSWP | Onshore Wind Turbine | 10.5 | IPP Non-CHP
56441 | Salmon Falls Wind Park | SFWP | Onshore Wind Turbine | 21 | IPP Non-CHP
56442 | Thousand Springs Wind Park | TSWP | Onshore Wind Turbine | 12 | IPP Non-CHP
56443 | Tuana Gulch Wind Park | TGWP | Onshore Wind Turbine | 10.5 | IPP Non-CHP
56445 | Spindle Hill Energy Center | GEN1 | Natural Gas Fired Combustion Turbine | 210 | IPP Non-CHP
56445 | Spindle Hill Energy Center | GEN2 | Natural Gas Fired Combustion Turbine | 210 | IPP Non-CHP
56446 | Buena Vista Energy LLC | 1 | Onshore Wind Turbine | 38 | IPP Non-CHP
56447 | Hawi Wind Farm | V-47 | Onshore Wind Turbine | 10.6 | IPP Non-CHP
56448 | Mars Hill Wind Farm Project | 1 | Onshore Wind Turbine | 42 | IPP Non-CHP
56449 | Kaheawa Pastures Wind Farm | 1 | Onshore Wind Turbine | 30 | IPP Non-CHP
56450 | GSG LLC | 1 | Onshore Wind Turbine | 80 | IPP Non-CHP
56451 | Allegheny Ridge Wind Farm | 1 | Onshore Wind Turbine | 80 | IPP Non-CHP
56456 | Plum Point Energy Station | STG1 | Conventional Steam Coal | 720 | IPP Non-CHP
56457 | Post Wind Farm LP | 1 | Onshore Wind Turbine | 84 | IPP Non-CHP
56458 | Hobbs Generating Station | CHW-T | Natural Gas Fired Combustion Turbine | 7.2 | IPP Non-CHP
56458 | Hobbs Generating Station | GT1 | Natural Gas Fired Combined Cycle | 196.9 | IPP Non-CHP
56458 | Hobbs Generating Station | GT2 | Natural Gas Fired Combined Cycle | 196.9 | IPP Non-CHP
56458 | Hobbs Generating Station | ST3 | Natural Gas Fired Combined Cycle | 264.6 | IPP Non-CHP
56459 | MinnDakota Wind LLC | 2 | Onshore Wind Turbine | 150 | IPP Non-CHP
56460 | Twin Buttes Wind Project | WT1 | Onshore Wind Turbine | 75 | IPP Non-CHP
56461 | Dry Creek LFG to Energy Project | DC1 | Landfill Gas | 1.6 | Commercial Non-CHP
56461 | Dry Creek LFG to Energy Project | DC2 | Landfill Gas | 1.6 | Commercial Non-CHP
56462 | Geneva Generation Facility | GEN 1 | Natural Gas Internal Combustion Engine | 5.9 | Electric Utility
56462 | Geneva Generation Facility | GEN 2 | Natural Gas Internal Combustion Engine | 5.9 | Electric Utility
56462 | Geneva Generation Facility | GEN 3 | Natural Gas Internal Combustion Engine | 5.9 | Electric Utility
56462 | Geneva Generation Facility | GEN 4 | Natural Gas Internal Combustion Engine | 5.9 | Electric Utility
56462 | Geneva Generation Facility | GEN 5 | Natural Gas Internal Combustion Engine | 5.9 | Electric Utility
56463 | Oak Ridge LFGTE | 1 | Landfill Gas | 0.8 | Electric Utility
56463 | Oak Ridge LFGTE | 2 | Landfill Gas | 0.8 | Electric Utility
56463 | Oak Ridge LFGTE | 3 | Landfill Gas | 0.8 | Electric Utility
56463 | Oak Ridge LFGTE | 4 | Landfill Gas | 0.8 | Electric Utility
56464 | Jay County LFGTE | 1 | Landfill Gas | 0.8 | Electric Utility
56464 | Jay County LFGTE | 2 | Landfill Gas | 0.8 | Electric Utility
56464 | Jay County LFGTE | 3 | Landfill Gas | 0.8 | Electric Utility
56464 | Jay County LFGTE | 4 | Landfill Gas | 0.8 | Electric Utility
56465 | Liberty I & II LFGTE | 1 | Landfill Gas | 0.8 | Electric Utility
56465 | Liberty I & II LFGTE | 1-II | Landfill Gas | 0.8 | Electric Utility
56465 | Liberty I & II LFGTE | 2 | Landfill Gas | 0.8 | Electric Utility
56465 | Liberty I & II LFGTE | 2-II | Landfill Gas | 0.8 | Electric Utility
56465 | Liberty I & II LFGTE | 3 | Landfill Gas | 0.8 | Electric Utility
56465 | Liberty I & II LFGTE | 3-II | Landfill Gas | 0.8 | Electric Utility
56465 | Liberty I & II LFGTE | 4 | Landfill Gas | 0.8 | Electric Utility
56465 | Liberty I & II LFGTE | 4-II | Landfill Gas | 0.8 | Electric Utility
56466 | Marengo Wind Plant | 1 | Onshore Wind Turbine | 140.4 | Electric Utility
56466 | Marengo Wind Plant | 2 | Onshore Wind Turbine | 70.2 | Electric Utility
56467 | Russell City Energy Center | CTG1 | Natural Gas Fired Combined Cycle | 200 | IPP Non-CHP
56467 | Russell City Energy Center | CTG2 | Natural Gas Fired Combined Cycle | 200 | IPP Non-CHP
56467 | Russell City Energy Center | STG1 | Natural Gas Fired Combined Cycle | 255 | IPP Non-CHP
56468 | Klondike Windpower III | 1 | Onshore Wind Turbine | 221 | IPP Non-CHP
56468 | Klondike Windpower III | 2 | Onshore Wind Turbine | 76.5 | IPP Non-CHP
56469 | Roseburg Forest Products Biomass | 1 | Wood/Wood Waste Biomass | 13.4 | Industrial CHP
56470 | Locust Ridge | LRWF | Onshore Wind Turbine | 26 | IPP Non-CHP
56471 | McGrath Peaker | 1 | Natural Gas Fired Combustion Turbine | 49.8 | Electric Utility
56472 | Grapeland Peaker | 1 | Natural Gas Fired Combustion Turbine | 49.8 | Electric Utility
56472 | Grapeland Peaker | BA1 | Batteries | 10 | Electric Utility
56473 | Mira Loma Peaker | 1 | Natural Gas Fired Combustion Turbine | 49.8 | Electric Utility
56474 | Barre Peaker | 1 | Natural Gas Fired Combustion Turbine | 49.8 | Electric Utility
56475 | Center Peaker | 1 | Natural Gas Fired Combustion Turbine | 49.8 | Electric Utility
56475 | Center Peaker | BA1 | Batteries | 10 | Electric Utility
56476 | Gateway Generating Station | A | Natural Gas Fired Combined Cycle | 203.2 | Electric Utility
56476 | Gateway Generating Station | B | Natural Gas Fired Combined Cycle | 203.2 | Electric Utility
56476 | Gateway Generating Station | C | Natural Gas Fired Combined Cycle | 213.3 | Electric Utility
56478 | MJMEUC Generating Station #1 | 0001 | Natural Gas Fired Combustion Turbine | 13.3 | Electric Utility
56479 | Sand Bluff Wind Farm | 2 | Onshore Wind Turbine | 90 | IPP Non-CHP
56480 | Marshfield Utilities Gas Plant | M1 | Natural Gas Fired Combustion Turbine | 60.4 | Electric Utility
56481 | SunE Alamosa | 1 | Solar Photovoltaic | 1 | IPP Non-CHP
56481 | SunE Alamosa | 2 | Solar Photovoltaic | 7.2 | IPP Non-CHP
56482 | Black Mountain Generating Station | 1 | Natural Gas Fired Combustion Turbine | 60.5 | Electric Utility
56482 | Black Mountain Generating Station | 2 | Natural Gas Fired Combustion Turbine | 60.5 | Electric Utility
56483 | Post Oak Wind LLC | 1 | Onshore Wind Turbine | 200 | IPP Non-CHP
56484 | Buffalo Gap 2 Wind Farm | 1 | Onshore Wind Turbine | 232.5 | IPP Non-CHP
56485 | Biglow Canyon Wind Farm | 1 | Onshore Wind Turbine | 125.4 | Electric Utility
56485 | Biglow Canyon Wind Farm | 2 | Onshore Wind Turbine | 163.3 | Electric Utility
56485 | Biglow Canyon Wind Farm | 3 | Onshore Wind Turbine | 161 | Electric Utility
56487 | White Creek Wind Farm | 1 | Onshore Wind Turbine | 204 | IPP Non-CHP
56488 | Smoky Hills Wind Project Phase I | 1 | Onshore Wind Turbine | 100.8 | IPP Non-CHP
56489 | Elkins Generating Center | A | Natural Gas Fired Combustion Turbine | 22 | Electric Utility
56489 | Elkins Generating Center | B | Natural Gas Fired Combustion Turbine | 22 | Electric Utility
56489 | Elkins Generating Center | C | Natural Gas Fired Combustion Turbine | 22 | Electric Utility
56491 | Dean Drive Area Electric Generators | PG1 | Petroleum Liquids | 1.6 | Electric Utility
56491 | Dean Drive Area Electric Generators | PG2 | Petroleum Liquids | 1.6 | Electric Utility
56493 | Buffalo Mountain Energy Center | 4 | Onshore Wind Turbine | 27 | IPP Non-CHP
56494 | Prairie Star Wind Farm | HP2 | Onshore Wind Turbine | 100.6 | IPP Non-CHP
56495 | NedPower Mount Storm | MS1 | Onshore Wind Turbine | 164 | IPP Non-CHP
56495 | NedPower Mount Storm | MS2 | Onshore Wind Turbine | 100 | IPP Non-CHP
56496 | Phillips 66 Billings Refinery | 3701 | Other Gases | 1.6 | Industrial Non-CHP
56497 | Goodman Energy Center | 1 | Natural Gas Internal Combustion Engine | 8.4 | Electric Utility
56497 | Goodman Energy Center | 10 | Natural Gas Internal Combustion Engine | 9.3 | Electric Utility
56497 | Goodman Energy Center | 11 | Natural Gas Internal Combustion Engine | 9.3 | Electric Utility
56497 | Goodman Energy Center | 12 | Natural Gas Internal Combustion Engine | 9.3 | Electric Utility
56497 | Goodman Energy Center | 2 | Natural Gas Internal Combustion Engine | 8.4 | Electric Utility
56497 | Goodman Energy Center | 3 | Natural Gas Internal Combustion Engine | 8.4 | Electric Utility
56497 | Goodman Energy Center | 4 | Natural Gas Internal Combustion Engine | 8.4 | Electric Utility
56497 | Goodman Energy Center | 5 | Natural Gas Internal Combustion Engine | 8.4 | Electric Utility
56497 | Goodman Energy Center | 6 | Natural Gas Internal Combustion Engine | 8.4 | Electric Utility
56497 | Goodman Energy Center | 7 | Natural Gas Internal Combustion Engine | 8.4 | Electric Utility
56497 | Goodman Energy Center | 8 | Natural Gas Internal Combustion Engine | 8.4 | Electric Utility
56497 | Goodman Energy Center | 9 | Natural Gas Internal Combustion Engine | 8.4 | Electric Utility
56498 | Mora Drop Hydroelectric Project | 1 | Conventional Hydroelectric | 1.7 | IPP Non-CHP
56499 | Tiber Dam Hydroelectric Plant | HY1 | Conventional Hydroelectric | 7.5 | IPP Non-CHP
56500 | Western 102 Power Plant | A101 | Natural Gas Internal Combustion Engine | 8.4 | Industrial Non-CHP
56500 | Western 102 Power Plant | B102 | Natural Gas Internal Combustion Engine | 8.4 | Industrial Non-CHP
56500 | Western 102 Power Plant | B202 | Natural Gas Internal Combustion Engine | 8.4 | Industrial Non-CHP
56500 | Western 102 Power Plant | C102 | Natural Gas Internal Combustion Engine | 8.4 | Industrial Non-CHP
56500 | Western 102 Power Plant | C202 | Natural Gas Internal Combustion Engine | 8.4 | Industrial Non-CHP
56500 | Western 102 Power Plant | D101 | Natural Gas Internal Combustion Engine | 8.4 | Industrial Non-CHP
56500 | Western 102 Power Plant | E102 | Natural Gas Internal Combustion Engine | 8.4 | Industrial Non-CHP
56500 | Western 102 Power Plant | E202 | Natural Gas Internal Combustion Engine | 8.4 | Industrial Non-CHP
56500 | Western 102 Power Plant | F102 | Natural Gas Internal Combustion Engine | 8.4 | Industrial Non-CHP
56500 | Western 102 Power Plant | F202 | Natural Gas Internal Combustion Engine | 8.4 | Industrial Non-CHP
56500 | Western 102 Power Plant | G102 | Natural Gas Internal Combustion Engine | 8.4 | Industrial Non-CHP
56500 | Western 102 Power Plant | G202 | Natural Gas Internal Combustion Engine | 8.4 | Industrial Non-CHP
56500 | Western 102 Power Plant | H102 | Natural Gas Internal Combustion Engine | 8.4 | Industrial Non-CHP
56500 | Western 102 Power Plant | H202 | Natural Gas Internal Combustion Engine | 8.4 | Industrial Non-CHP
56500 | Western 102 Power Plant | PV1 | Solar Photovoltaic | 1 | Industrial Non-CHP
56501 | Pomeroy Wind Farm | PWF | Onshore Wind Turbine | 123 | Electric Utility
56501 | Pomeroy Wind Farm | PWF2 | Onshore Wind Turbine | 75 | Electric Utility
56501 | Pomeroy Wind Farm | PWF3 | Onshore Wind Turbine | 58.5 | Electric Utility
56501 | Pomeroy Wind Farm | PWF4 | Onshore Wind Turbine | 29.9 | Electric Utility
56502 | Emporia Energy Center | 1 | Natural Gas Fired Combustion Turbine | 54 | Electric Utility
56502 | Emporia Energy Center | 2 | Natural Gas Fired Combustion Turbine | 54 | Electric Utility
56502 | Emporia Energy Center | 3 | Natural Gas Fired Combustion Turbine | 54 | Electric Utility
56502 | Emporia Energy Center | 4 | Natural Gas Fired Combustion Turbine | 54 | Electric Utility
56502 | Emporia Energy Center | 5 | Natural Gas Fired Combustion Turbine | 171.4 | Electric Utility
56502 | Emporia Energy Center | 6 | Natural Gas Fired Combustion Turbine | 171.4 | Electric Utility
56502 | Emporia Energy Center | 7 | Natural Gas Fired Combustion Turbine | 171.4 | Electric Utility
56503 | Riley Generating Station | 1 | Natural Gas Internal Combustion Engine | 2 | Electric Utility
56503 | Riley Generating Station | 2 | Natural Gas Internal Combustion Engine | 2 | Electric Utility
56503 | Riley Generating Station | 3 | Natural Gas Internal Combustion Engine | 2 | Electric Utility
56503 | Riley Generating Station | 4 | Natural Gas Internal Combustion Engine | 2 | Electric Utility
56503 | Riley Generating Station | 5 | Natural Gas Internal Combustion Engine | 2 | Electric Utility
56504 | Municipal Power Plant | 1 | Natural Gas Internal Combustion Engine | 1 | Electric Utility
56504 | Municipal Power Plant | 2 | Natural Gas Internal Combustion Engine | 1 | Electric Utility
56505 | Jonesboro City Water & Light Plant | SN01 | Natural Gas Fired Combustion Turbine | 24.5 | Electric Utility
56505 | Jonesboro City Water & Light Plant | SN02 | Natural Gas Fired Combustion Turbine | 21.4 | Electric Utility
56505 | Jonesboro City Water & Light Plant | SN04 | Natural Gas Fired Combustion Turbine | 60.5 | Electric Utility
56505 | Jonesboro City Water & Light Plant | SN06 | Natural Gas Fired Combustion Turbine | 57.4 | Electric Utility
56505 | Jonesboro City Water & Light Plant | SN07 | Natural Gas Fired Combustion Turbine | 60.5 | Electric Utility
56506 | Scurry County Wind LP | SCW | Onshore Wind Turbine | 130.5 | IPP Non-CHP
56509 | Tesoro SLC Cogeneration Plant | 1 | Natural Gas Fired Combustion Turbine | 12.5 | Industrial CHP
56509 | Tesoro SLC Cogeneration Plant | 2 | Natural Gas Fired Combustion Turbine | 12.5 | Industrial CHP
56510 | Frey Farm Landfill | GEN1 | Landfill Gas | 1.6 | IPP CHP
56510 | Frey Farm Landfill | GEN2 | Landfill Gas | 1.6 | IPP CHP
56511 | Pennsauken Landfill | GEN1 | Landfill Gas | 0.9 | IPP Non-CHP
56511 | Pennsauken Landfill | GEN2 | Landfill Gas | 0.9 | IPP Non-CHP
56512 | GLRA Landfill | GEN1 | Landfill Gas | 1.6 | IPP Non-CHP
56512 | GLRA Landfill | GEN2 | Landfill Gas | 1.6 | IPP Non-CHP
56513 | Whitemarsh Central Utility Plant | CGE | Natural Gas Internal Combustion Engine | 1.6 | IPP CHP
56516 | Plains End II LLC | 2G01 | Natural Gas Internal Combustion Engine | 8.4 | IPP Non-CHP
56516 | Plains End II LLC | 2G02 | Natural Gas Internal Combustion Engine | 8.4 | IPP Non-CHP
56516 | Plains End II LLC | 2G03 | Natural Gas Internal Combustion Engine | 8.4 | IPP Non-CHP
56516 | Plains End II LLC | 2G04 | Natural Gas Internal Combustion Engine | 8.4 | IPP Non-CHP
56516 | Plains End II LLC | 2G05 | Natural Gas Internal Combustion Engine | 8.4 | IPP Non-CHP
56516 | Plains End II LLC | 2G06 | Natural Gas Internal Combustion Engine | 8.4 | IPP Non-CHP
56516 | Plains End II LLC | 2G07 | Natural Gas Internal Combustion Engine | 8.4 | IPP Non-CHP
56516 | Plains End II LLC | 2G08 | Natural Gas Internal Combustion Engine | 8.4 | IPP Non-CHP
56516 | Plains End II LLC | 2G09 | Natural Gas Internal Combustion Engine | 8.4 | IPP Non-CHP
56516 | Plains End II LLC | 2G10 | Natural Gas Internal Combustion Engine | 8.4 | IPP Non-CHP
56516 | Plains End II LLC | 2G11 | Natural Gas Internal Combustion Engine | 8.4 | IPP Non-CHP
56516 | Plains End II LLC | 2G12 | Natural Gas Internal Combustion Engine | 8.4 | IPP Non-CHP
56516 | Plains End II LLC | 2G13 | Natural Gas Internal Combustion Engine | 8.4 | IPP Non-CHP
56516 | Plains End II LLC | 2G14 | Natural Gas Internal Combustion Engine | 8.4 | IPP Non-CHP
56517 | West Diesel Generation Unit | East | Petroleum Liquids | 2 | Electric Utility
56517 | West Diesel Generation Unit | West | Petroleum Liquids | 2 | Electric Utility
56518 | South Energy Center | GT1 | Natural Gas Fired Combustion Turbine | 4.1 | Electric Utility
56519 | Salem Electric Department | 1 | Petroleum Liquids | 1.3 | Electric Utility
56520 | Deertrack Park Gas Recovery | GEN1 | Landfill Gas | 0.8 | IPP Non-CHP
56520 | Deertrack Park Gas Recovery | GEN2 | Landfill Gas | 0.8 | IPP Non-CHP
56520 | Deertrack Park Gas Recovery | GEN3 | Landfill Gas | 0.8 | IPP Non-CHP
56520 | Deertrack Park Gas Recovery | GEN4 | Landfill Gas | 0.8 | IPP Non-CHP
56520 | Deertrack Park Gas Recovery | GEN5 | Landfill Gas | 0.8 | IPP Non-CHP
56520 | Deertrack Park Gas Recovery | GEN6 | Landfill Gas | 0.8 | IPP Non-CHP
56520 | Deertrack Park Gas Recovery | GEN7 | Landfill Gas | 0.8 | IPP Non-CHP
56520 | Deertrack Park Gas Recovery | GEN8 | Landfill Gas | 0.8 | IPP Non-CHP
56521 | Lake Mills Gas Recovery | GEN1 | Landfill Gas | 0.8 | IPP Non-CHP
56521 | Lake Mills Gas Recovery | GEN2 | Landfill Gas | 0.8 | IPP Non-CHP
56521 | Lake Mills Gas Recovery | GEN3 | Landfill Gas | 0.8 | IPP Non-CHP
56521 | Lake Mills Gas Recovery | GEN4 | Landfill Gas | 0.8 | IPP Non-CHP
56521 | Lake Mills Gas Recovery | GEN5 | Landfill Gas | 0.8 | IPP Non-CHP
56521 | Lake Mills Gas Recovery | GEN6 | Landfill Gas | 0.8 | IPP Non-CHP
56522 | Springhill Gas Recovery Plant | GEN1 | Landfill Gas | 0.8 | IPP Non-CHP
56522 | Springhill Gas Recovery Plant | GEN2 | Landfill Gas | 0.8 | IPP Non-CHP
56522 | Springhill Gas Recovery Plant | GEN3 | Landfill Gas | 0.8 | IPP Non-CHP
56522 | Springhill Gas Recovery Plant | GEN4 | Landfill Gas | 0.8 | IPP Non-CHP
56522 | Springhill Gas Recovery Plant | GEN5 | Landfill Gas | 0.8 | IPP Non-CHP
56522 | Springhill Gas Recovery Plant | GEN6 | Landfill Gas | 0.8 | IPP Non-CHP
56523 | Two Pine Landfill Gas Recovery | GEN1 | Landfill Gas | 0.8 | IPP Non-CHP
56523 | Two Pine Landfill Gas Recovery | GEN2 | Landfill Gas | 0.8 | IPP Non-CHP
56523 | Two Pine Landfill Gas Recovery | GEN3 | Landfill Gas | 0.8 | IPP Non-CHP
56523 | Two Pine Landfill Gas Recovery | GEN4 | Landfill Gas | 0.8 | IPP Non-CHP
56523 | Two Pine Landfill Gas Recovery | GEN5 | Landfill Gas | 0.8 | IPP Non-CHP
56523 | Two Pine Landfill Gas Recovery | GEN6 | Landfill Gas | 0.8 | IPP Non-CHP
56524 | Austin Gas Recovery | GEN1 | Landfill Gas | 1.6 | IPP Non-CHP
56524 | Austin Gas Recovery | GEN2 | Landfill Gas | 1.6 | IPP Non-CHP
56524 | Austin Gas Recovery | GEN3 | Landfill Gas | 1.6 | IPP Non-CHP
56524 | Austin Gas Recovery | GEN4 | Landfill Gas | 1.6 | IPP Non-CHP
56525 | Timberline Trail Gas Recovery | GEN1 | Landfill Gas | 0.8 | IPP Non-CHP
56525 | Timberline Trail Gas Recovery | GEN2 | Landfill Gas | 0.8 | IPP Non-CHP
56525 | Timberline Trail Gas Recovery | GEN3 | Landfill Gas | 0.8 | IPP Non-CHP
56525 | Timberline Trail Gas Recovery | GEN4 | Landfill Gas | 0.8 | IPP Non-CHP
56525 | Timberline Trail Gas Recovery | GEN5 | Landfill Gas | 0.8 | IPP Non-CHP
56526 | Chaffee Gas Recovery | GEN1 | Landfill Gas | 0.8 | IPP Non-CHP
56526 | Chaffee Gas Recovery | GEN2 | Landfill Gas | 0.8 | IPP Non-CHP
56526 | Chaffee Gas Recovery | GEN3 | Landfill Gas | 0.8 | IPP Non-CHP
56526 | Chaffee Gas Recovery | GEN4 | Landfill Gas | 0.8 | IPP Non-CHP
56526 | Chaffee Gas Recovery | GEN5 | Landfill Gas | 0.8 | IPP Non-CHP
56526 | Chaffee Gas Recovery | GEN6 | Landfill Gas | 0.8 | IPP Non-CHP
56526 | Chaffee Gas Recovery | GEN7 | Landfill Gas | 0.8 | IPP Non-CHP
56526 | Chaffee Gas Recovery | GEN8 | Landfill Gas | 0.8 | IPP Non-CHP
56527 | Fitchburg Gas Recovery | GEN1 | Landfill Gas | 1.6 | IPP Non-CHP
56527 | Fitchburg Gas Recovery | GEN2 | Landfill Gas | 1.6 | IPP Non-CHP
56527 | Fitchburg Gas Recovery | GEN3 | Landfill Gas | 1.6 | IPP Non-CHP
56528 | Skyline Gas Recovery | GEN1 | Landfill Gas | 1.6 | IPP Non-CHP
56528 | Skyline Gas Recovery | GEN2 | Landfill Gas | 1.6 | IPP Non-CHP
56528 | Skyline Gas Recovery | GEN3 | Landfill Gas | 1.6 | IPP Non-CHP
56528 | Skyline Gas Recovery | GEN4 | Landfill Gas | 1.6 | IPP Non-CHP
56529 | Five Oaks Gas Recovery | GEN1 | Landfill Gas | 0.8 | IPP Non-CHP
56529 | Five Oaks Gas Recovery | GEN2 | Landfill Gas | 0.8 | IPP Non-CHP
56529 | Five Oaks Gas Recovery | GEN3 | Landfill Gas | 0.8 | IPP Non-CHP
56529 | Five Oaks Gas Recovery | GEN4 | Landfill Gas | 0.8 | IPP Non-CHP
56530 | DADS Gas Recovery | GEN1 | Landfill Gas | 0.8 | IPP Non-CHP
56530 | DADS Gas Recovery | GEN2 | Landfill Gas | 0.8 | IPP Non-CHP
56530 | DADS Gas Recovery | GEN3 | Landfill Gas | 0.8 | IPP Non-CHP
56530 | DADS Gas Recovery | GEN4 | Landfill Gas | 0.8 | IPP Non-CHP
56531 | Waste Management Bethel LFGTE | GEN1 | Landfill Gas | 0.8 | IPP Non-CHP
56531 | Waste Management Bethel LFGTE | GEN2 | Landfill Gas | 0.8 | IPP Non-CHP
56531 | Waste Management Bethel LFGTE | GEN3 | Landfill Gas | 0.8 | IPP Non-CHP
56531 | Waste Management Bethel LFGTE | GEN4 | Landfill Gas | 0.8 | IPP Non-CHP
56531 | Waste Management Bethel LFGTE | GEN5 | Landfill Gas | 0.8 | IPP Non-CHP
56531 | Waste Management Bethel LFGTE | GEN6 | Landfill Gas | 0.8 | IPP Non-CHP
56532 | Colusa Generating Station | A | Natural Gas Fired Combined Cycle | 181.5 | Electric Utility
56532 | Colusa Generating Station | B | Natural Gas Fired Combined Cycle | 181.5 | Electric Utility
56532 | Colusa Generating Station | C | Natural Gas Fired Combined Cycle | 349.4 | Electric Utility
56536 | Cow Branch | 1 | Onshore Wind Turbine | 50.4 | IPP Non-CHP
56537 | Conception | 1 | Onshore Wind Turbine | 50.4 | IPP Non-CHP
56538 | Loess Hills | 1 | Onshore Wind Turbine | 5 | IPP Non-CHP
56539 | Clark-Floyd Landfill Gas Generating | ICG1 | Landfill Gas | 1.1 | Electric Utility
56539 | Clark-Floyd Landfill Gas Generating | ICG2 | Landfill Gas | 1.1 | Electric Utility
56539 | Clark-Floyd Landfill Gas Generating | ICG3 | Landfill Gas | 1.4 | Electric Utility
56540 | Galena 2 Geothermal Power Plant | GEN1 | Geothermal | 13.5 | IPP Non-CHP
56541 | Galena 3 Geothermal Power Plant | GEN1 | Geothermal | 15 | IPP Non-CHP
56541 | Galena 3 Geothermal Power Plant | GEN2 | Geothermal | 15 | IPP Non-CHP
56542 | Kasidaya Creek Hydro | 1 | Conventional Hydroelectric | 3 | Electric Utility
56543 | Eastridge Wind Project | 1 | Onshore Wind Turbine | 10.4 | IPP Non-CHP
56544 | Windom Wind Project | 1 | Onshore Wind Turbine | 15.6 | IPP Non-CHP
56545 | Seneca City of | PPG1 | Petroleum Liquids | 2 | Electric Utility
56545 | Seneca City of | PPG2 | Petroleum Liquids | 2 | Electric Utility
56545 | Seneca City of | PPG3 | Petroleum Liquids | 2 | Electric Utility
56545 | Seneca City of | WPG1 | Petroleum Liquids | 2 | Electric Utility
56545 | Seneca City of | WPG2 | Petroleum Liquids | 2 | Electric Utility
56546 | Cornelius Delivery No 1 | 1 | Petroleum Liquids | 2.2 | Electric Utility
56547 | Bostic Delivery No 2 | 1 | Petroleum Liquids | 1 | Electric Utility
56548 | Drexel Operations Center | 1 | Petroleum Liquids | 2.2 | Electric Utility
56549 | Granite Falls Walmart | 1 | Petroleum Liquids | 2.2 | Electric Utility
56550 | Huntersville Delivery No 2 | 1 | Petroleum Liquids | 2.2 | Electric Utility
56551 | Landis Delivery No 2 | 1 | Petroleum Liquids | 2.2 | Electric Utility
56552 | Statesville Delivery No 3 | 1 | Petroleum Liquids | 2.2 | Electric Utility
56553 | Catawba River Pollution Control | 1234 | Petroleum Liquids | 1.3 | Commercial Non-CHP
56554 | Salt Lake Energy Systems | Unit1 | Landfill Gas | 0.8 | IPP Non-CHP
56554 | Salt Lake Energy Systems | Unit2 | Landfill Gas | 0.8 | IPP Non-CHP
56554 | Salt Lake Energy Systems | Unit3 | Landfill Gas | 1.6 | IPP Non-CHP
56555 | Bluegrass Ridge | 1 | Onshore Wind Turbine | 56.7 | IPP Non-CHP
56556 | PPS Power Plant No 1 | 1 | Natural Gas Fired Combustion Turbine | 60 | Electric Utility
56556 | PPS Power Plant No 1 | 2 | Natural Gas Fired Combustion Turbine | 60 | Electric Utility
56557 | EXC Wind 1 | 1 | Onshore Wind Turbine | 10 | IPP Non-CHP
56558 | EXC Wind 2 | JDW2 | Onshore Wind Turbine | 10 | IPP Non-CHP
56559 | EXC Wind 3 | JDW3 | Onshore Wind Turbine | 10 | IPP Non-CHP
56560 | EXC Wind 4 | JDW4 | Onshore Wind Turbine | 79.8 | IPP Non-CHP
56561 | EXC Wind 5 | JDW5 | Onshore Wind Turbine | 10 | IPP Non-CHP
56562 | EXC Wind 6 | JDW6 | Onshore Wind Turbine | 10 | IPP Non-CHP
56563 | Peetz Table Wind Energy | GE | Onshore Wind Turbine | 199.5 | IPP Non-CHP
56564 | John W Turk Jr Power Plant | 1 | Conventional Steam Coal | 609 | Electric Utility
56565 | J Lamar Stall Unit | 6A | Natural Gas Fired Combined Cycle | 184 | Electric Utility
56565 | J Lamar Stall Unit | 6B | Natural Gas Fired Combined Cycle | 184 | Electric Utility
56565 | J Lamar Stall Unit | 6STG | Natural Gas Fired Combined Cycle | 256 | Electric Utility
56568 | Nellis Air Force Base Solar Array | NS1 | Solar Photovoltaic | 4.9 | Commercial Non-CHP
56568 | Nellis Air Force Base Solar Array | NS2 | Solar Photovoltaic | 5.2 | Commercial Non-CHP
56568 | Nellis Air Force Base Solar Array | NS3 | Solar Photovoltaic | 3.9 | Commercial Non-CHP
56569 | Niland Gas Turbine Plant | 1 | Natural Gas Fired Combustion Turbine | 60.5 | Electric Utility
56569 | Niland Gas Turbine Plant | 2 | Natural Gas Fired Combustion Turbine | 60.5 | Electric Utility
56570 | Terra-Gen VG Wind LLC | WGNS | Onshore Wind Turbine | 7.4 | IPP Non-CHP
56571 | Eastern Landfill Gas LLC | 1 | Landfill Gas | 1 | IPP Non-CHP
56571 | Eastern Landfill Gas LLC | 2 | Landfill Gas | 1 | IPP Non-CHP
56571 | Eastern Landfill Gas LLC | 3 | Landfill Gas | 1 | IPP Non-CHP
56572 | Bethlehem Renewable Energy LLC | 1 | Landfill Gas | 5.5 | IPP Non-CHP
56573 | FPL Energy Oliver Wind II LLC | 2 | Onshore Wind Turbine | 48 | IPP Non-CHP
56575 | Steel Winds Wind Farm | 1 | Onshore Wind Turbine | 20 | IPP Non-CHP
56577 | Shane's Wind Machine | 1 | Onshore Wind Turbine | 1.3 | IPP Non-CHP
56578 | Roadrunner I LLC | 1 | Onshore Wind Turbine | 1.3 | IPP Non-CHP
56579 | Windy Dog I LLC | 1 | Onshore Wind Turbine | 1.3 | IPP Non-CHP
56580 | Blue Breezes LLC | 1 | Onshore Wind Turbine | 1.3 | IPP Non-CHP
56581 | Blue Breezes II LLC | 1 | Onshore Wind Turbine | 1.3 | IPP Non-CHP
56582 | Breezy Bucks II LLC | 1 | Onshore Wind Turbine | 1.3 | IPP Non-CHP
56583 | Salty Dog I LLC | 1 | Onshore Wind Turbine | 1.3 | IPP Non-CHP
56584 | Salty Dog II LLC | 1 | Onshore Wind Turbine | 1.3 | IPP Non-CHP
56585 | Wallys Wind Farm LLC | 1 | Onshore Wind Turbine | 1.3 | IPP Non-CHP
56586 | Sunset Breeze LLC | 1 | Onshore Wind Turbine | 1.3 | IPP Non-CHP
56587 | Minnesota Breeze LLC | 1 | Onshore Wind Turbine | 1.3 | IPP Non-CHP
56588 | G Flow Wind LLC | 1 | Onshore Wind Turbine | 1.3 | IPP Non-CHP
56589 | Wolf Wind Enterprises LLC | 1 | Onshore Wind Turbine | 1.3 | IPP Non-CHP
56590 | Green Acres Breeze LLC | 1 | Onshore Wind Turbine | 1.3 | IPP Non-CHP
56591 | Horseshoe Bend Wind Park | HBWP | Onshore Wind Turbine | 9 | IPP Non-CHP
56592 | Champion Wind Farm LLC | CH1 | Onshore Wind Turbine | 126.5 | IPP Non-CHP
56593 | Roscoe Wind Farm LLC | RO1 | Onshore Wind Turbine | 209 | IPP Non-CHP
56594 | Munnsville Wind Farm LLC | MU1 | Onshore Wind Turbine | 34.5 | IPP Non-CHP
56595 | Breezy Bucks I LLC | 1 | Onshore Wind Turbine | 1.3 | IPP Non-CHP
56596 | Wygen III | 5 | Conventional Steam Coal | 116 | Electric Utility
56597 | Elm Street Substation Generators | EP01 | Petroleum Liquids | 2 | Electric Utility
56597 | Elm Street Substation Generators | EP02 | Petroleum Liquids | 2 | Electric Utility
56597 | Elm Street Substation Generators | EP03 | Petroleum Liquids | 2 | Electric Utility
56597 | Elm Street Substation Generators | EP04 | Petroleum Liquids | 2 | Electric Utility
56598 | Walton Street Substation | EP05 | Petroleum Liquids | 2 | Electric Utility
56598 | Walton Street Substation | EP06 | Petroleum Liquids | 2 | Electric Utility
56598 | Walton Street Substation | EP07 | Petroleum Liquids | 2 | Electric Utility
56599 | Jefferson Street Substation | EP08 | Petroleum Liquids | 2 | Electric Utility
56599 | Jefferson Street Substation | EP09 | Petroleum Liquids | 2 | Electric Utility
56599 | Jefferson Street Substation | EP10 | Petroleum Liquids | 2 | Electric Utility
56600 | Overall Road Station | EP11 | Petroleum Liquids | 2 | Electric Utility
56600 | Overall Road Station | EP12 | Petroleum Liquids | 2 | Electric Utility
56600 | Overall Road Station | EP13 | Petroleum Liquids | 2 | Electric Utility
56600 | Overall Road Station | EP14 | Petroleum Liquids | 2 | Electric Utility
56602 | Snyder Wind Farm | SNY1 | Onshore Wind Turbine | 63 | IPP Non-CHP
56603 | San Jacinto County Peaking Facility | SJC1 | Natural Gas Fired Combustion Turbine | 85 | Electric Utility
56603 | San Jacinto County Peaking Facility | SJC2 | Natural Gas Fired Combustion Turbine | 85 | Electric Utility
56604 | Hardin County Peaking Facility | HC1 | Natural Gas Fired Combustion Turbine | 86.5 | Electric Utility
56604 | Hardin County Peaking Facility | HC2 | Natural Gas Fired Combustion Turbine | 86.5 | Electric Utility
56605 | Langdon Wind LLC | GE15 | Onshore Wind Turbine | 118.5 | IPP Non-CHP
56606 | Culbertson Generation Station | 01 | Natural Gas Fired Combustion Turbine | 91 | Electric Utility
56607 | Prairie Winds ND1 | ND1 | Onshore Wind Turbine | 115.5 | Electric Utility
56608 | Prairie Winds SD1 | SD1 | Onshore Wind Turbine | 150 | Electric Utility
56608 | Prairie Winds SD1 | SD2 | Onshore Wind Turbine | 10.5 | Electric Utility
56608 | Prairie Winds SD1 | SD3 | Onshore Wind Turbine | 1.5 | Electric Utility
56609 | Dry Fork Station | 01 | Conventional Steam Coal | 483.7 | Electric Utility
56610 | Deer Creek Station | 01 | Natural Gas Fired Combined Cycle | 154 | Electric Utility
56610 | Deer Creek Station | 02 | Natural Gas Fired Combined Cycle | 170 | Electric Utility
56611 | Sandy Creek Energy Station | S01 | Conventional Steam Coal | 1008 | IPP Non-CHP
56613 | Logan Wind Energy | 1 | Onshore Wind Turbine | 201 | IPP Non-CHP
56614 | Old Trail Wind Farm | 2 | Onshore Wind Turbine | 198 | IPP Non-CHP
56615 | Rancho Penasquitos | G100 | Conventional Hydroelectric | 4.6 | IPP Non-CHP
56616 | Novo BioPower Plant | G3 | Wood/Wood Waste Biomass | 27.2 | IPP Non-CHP
56617 | Fenton Wind Farm | 1 | Onshore Wind Turbine | 205.5 | IPP Non-CHP
56618 | Noble Clinton Windpark LLC | 1 | Onshore Wind Turbine | 100.5 | IPP Non-CHP
56619 | Noble Ellenburg Windpark LLC | 1 | Onshore Wind Turbine | 81 | IPP Non-CHP
56620 | Noble Bliss Windpark LLC | 1 | Onshore Wind Turbine | 100.5 | IPP Non-CHP
56621 | Sleeping Bear LLC | 1 | Onshore Wind Turbine | 94.5 | IPP Non-CHP
56622 | Providence Heights Wind LLC | 1 | Onshore Wind Turbine | 72 | IPP Non-CHP
56623 | Elkhorn Valley Wind Farm | EH1 | Onshore Wind Turbine | 100.7 | IPP Non-CHP
56624 | BC Energy LLC | 1 | Onshore Wind Turbine | 4 | IPP Non-CHP
56625 | KC Energy LLC | 1 | Onshore Wind Turbine | 4 | IPP Non-CHP
56626 | K&D Energy LLC | 1 | Onshore Wind Turbine | 4 | IPP Non-CHP
56627 | KSS Turbines LLC | 1 | Onshore Wind Turbine | 4 | IPP Non-CHP
56628 | Prairie Wind Power LLC | 1 | Onshore Wind Turbine | 4 | IPP Non-CHP
56629 | Waterbury Generation | 10 | Natural Gas Fired Combustion Turbine | 96 | IPP Non-CHP
56630 | Taconite Ridge 1 Wind Energy Center | 1 | Onshore Wind Turbine | 25 | Electric Utility
56633 | Dutch Hill Wind Project | 1 | Onshore Wind Turbine | 37.5 | IPP Non-CHP
56634 | Cohocton Wind Project | 1 | Onshore Wind Turbine | 87.5 | IPP Non-CHP
56635 | Harvest | 1 | Onshore Wind Turbine | 52.8 | IPP Non-CHP
56636 | Mountain Home | 1 | Onshore Wind Turbine | 21 | IPP Non-CHP
56637 | Bennett Creek Windfarm LLC | 1 | Onshore Wind Turbine | 21 | IPP Non-CHP
56638 | Buffalo Gap 3 Wind Farm | GEN1 | Onshore Wind Turbine | 170.2 | IPP Non-CHP
56639 | Midway Peaking LLC | 1 | Natural Gas Fired Combustion Turbine | 69.9 | IPP Non-CHP
56639 | Midway Peaking LLC | 2 | Natural Gas Fired Combustion Turbine | 69.9 | IPP Non-CHP
56640 | Camp Grove Wind Farm | 1 | Onshore Wind Turbine | 150 | IPP Non-CHP
56643 | St Paul Cogeneration | 1 | Wood/Wood Waste Biomass | 37 | IPP CHP
56644 | Stanton Wind Energy LLC | 1 | Onshore Wind Turbine | 120 | IPP Non-CHP
56645 | Osceola Windpower LLC | CL25 | Onshore Wind Turbine | 100 | IPP Non-CHP
56646 | Chandler Hills Wind Farm | 1 | Onshore Wind Turbine | 2 | IPP Non-CHP
56647 | Butler Ridge | 1 | Onshore Wind Turbine | 54 | IPP Non-CHP
56648 | Majestic 1 Wind Farm | 1 | Onshore Wind Turbine | 79.5 | IPP Non-CHP
56649 | South Trent Wind Farm | 1 | Onshore Wind Turbine | 101.2 | IPP Non-CHP
56650 | Wessington Springs | 1 | Onshore Wind Turbine | 51 | IPP Non-CHP
56651 | North Allegheny Windpower Project | 1 | Onshore Wind Turbine | 70 | IPP Non-CHP
56654 | Hatchet Ridge Wind Project | 1 | Onshore Wind Turbine | 101.2 | IPP Non-CHP
56659 | Michigan Wind 2 | 1 | Onshore Wind Turbine | 90 | IPP Non-CHP
56661 | Pattern Gulf Wind | 1 | Onshore Wind Turbine | 283.2 | IPP Non-CHP
56665 | Dempsey Ridge Wind Farm | DR | Onshore Wind Turbine | 132 | IPP Non-CHP
56666 | Goodnoe Hills | 1 | Onshore Wind Turbine | 94 | Electric Utility
56667 | Lanai Solar-Electric Plant | 0001 | Solar Photovoltaic | 0.1 | IPP Non-CHP
56667 | Lanai Solar-Electric Plant | 0002 | Solar Photovoltaic | 0.1 | IPP Non-CHP
56667 | Lanai Solar-Electric Plant | 0003 | Solar Photovoltaic | 0.1 | IPP Non-CHP
56667 | Lanai Solar-Electric Plant | 0004 | Solar Photovoltaic | 0.1 | IPP Non-CHP
56667 | Lanai Solar-Electric Plant | 0005 | Solar Photovoltaic | 0.1 | IPP Non-CHP
56667 | Lanai Solar-Electric Plant | 0006 | Solar Photovoltaic | 0.1 | IPP Non-CHP
56667 | Lanai Solar-Electric Plant | 0007 | Solar Photovoltaic | 0.1 | IPP Non-CHP
56667 | Lanai Solar-Electric Plant | 0008 | Solar Photovoltaic | 0.1 | IPP Non-CHP
56667 | Lanai Solar-Electric Plant | 0009 | Solar Photovoltaic | 0.1 | IPP Non-CHP
56667 | Lanai Solar-Electric Plant | 0010 | Solar Photovoltaic | 0.1 | IPP Non-CHP
56667 | Lanai Solar-Electric Plant | 0011 | Solar Photovoltaic | 0.1 | IPP Non-CHP
56667 | Lanai Solar-Electric Plant | 0012 | Solar Photovoltaic | 0.1 | IPP Non-CHP
56668 | NIH Cogeneration Facility | CGTG | Natural Gas Fired Combustion Turbine | 22 | Commercial CHP
56669 | Tatanka Wind Power LLC | TW1 | Onshore Wind Turbine | 180 | IPP Non-CHP
56670 | Velva Windfarm LLC | VW1 | Onshore Wind Turbine | 11.9 | IPP Non-CHP
56671 | Longview Power Plant | MKA01 | Conventional Steam Coal | 807.5 | IPP Non-CHP
56673 | Whirlwind Energy Center | WEC | Onshore Wind Turbine | 59.8 | IPP Non-CHP
56674 | Winchester Power Park | CGT1 | Natural Gas Fired Combustion Turbine | 60.5 | Electric Utility
56674 | Winchester Power Park | CGT2 | Natural Gas Fired Combustion Turbine | 60.5 | Electric Utility
56674 | Winchester Power Park | CGT3 | Natural Gas Fired Combustion Turbine | 60.5 | Electric Utility
56674 | Winchester Power Park | CGT4 | Natural Gas Fired Combustion Turbine | 60.5 | Electric Utility
56677 | Charles City Wind Farm | CCWF | Onshore Wind Turbine | 75 | Electric Utility
56679 | Benton County Wind Farm | 1 | Onshore Wind Turbine | 130.5 | IPP Non-CHP
56680 | Wicomico | 1 | Landfill Gas | 0.3 | IPP Non-CHP
56680 | Wicomico | 10 | Landfill Gas | 0.3 | IPP Non-CHP
56680 | Wicomico | 11 | Landfill Gas | 0.3 | IPP Non-CHP
56680 | Wicomico | 12 | Landfill Gas | 0.3 | IPP Non-CHP
56680 | Wicomico | 13 | Landfill Gas | 0.3 | IPP Non-CHP
56680 | Wicomico | 14 | Landfill Gas | 0.3 | IPP Non-CHP
56680 | Wicomico | 15 | Landfill Gas | 0.3 | IPP Non-CHP
56680 | Wicomico | 16 | Landfill Gas | 0.3 | IPP Non-CHP
56680 | Wicomico | 17 | Landfill Gas | 0.3 | IPP Non-CHP
56680 | Wicomico | 18 | Landfill Gas | 0.3 | IPP Non-CHP
56680 | Wicomico | 2 | Landfill Gas | 0.3 | IPP Non-CHP
56680 | Wicomico | 3 | Landfill Gas | 0.3 | IPP Non-CHP
56680 | Wicomico | 4 | Landfill Gas | 0.3 | IPP Non-CHP
56680 | Wicomico | 5 | Landfill Gas | 0.3 | IPP Non-CHP
56680 | Wicomico | 6 | Landfill Gas | 0.3 | IPP Non-CHP
56680 | Wicomico | 7 | Landfill Gas | 0.3 | IPP Non-CHP
56680 | Wicomico | 8 | Landfill Gas | 0.3 | IPP Non-CHP
56680 | Wicomico | 9 | Landfill Gas | 0.3 | IPP Non-CHP
56681 | Amelia | 1 | Landfill Gas | 0.3 | IPP Non-CHP
56681 | Amelia | 10 | Landfill Gas | 0.3 | IPP Non-CHP
56681 | Amelia | 11 | Landfill Gas | 0.3 | IPP Non-CHP
56681 | Amelia | 12 | Landfill Gas | 0.3 | IPP Non-CHP
56681 | Amelia | 13 | Landfill Gas | 0.3 | IPP Non-CHP
56681 | Amelia | 14 | Landfill Gas | 0.3 | IPP Non-CHP
56681 | Amelia | 15 | Landfill Gas | 0.3 | IPP Non-CHP
56681 | Amelia | 16 | Landfill Gas | 0.3 | IPP Non-CHP
56681 | Amelia | 17 | Landfill Gas | 0.3 | IPP Non-CHP
56681 | Amelia | 18 | Landfill Gas | 0.3 | IPP Non-CHP
56681 | Amelia | 19 | Landfill Gas | 0.3 | IPP Non-CHP
56681 | Amelia | 2 | Landfill Gas | 0.3 | IPP Non-CHP
56681 | Amelia | 20 | Landfill Gas | 0.3 | IPP Non-CHP
56681 | Amelia | 21 | Landfill Gas | 0.3 | IPP Non-CHP
56681 | Amelia | 22 | Landfill Gas | 0.3 | IPP Non-CHP
56681 | Amelia | 23 | Landfill Gas | 0.3 | IPP Non-CHP
56681 | Amelia | 24 | Landfill Gas | 0.3 | IPP Non-CHP
56681 | Amelia | 25 | Landfill Gas | 0.3 | IPP Non-CHP
56681 | Amelia | 26 | Landfill Gas | 0.3 | IPP Non-CHP
56681 | Amelia | 27 | Landfill Gas | 0.3 | IPP Non-CHP
56681 | Amelia | 28 | Landfill Gas | 0.3 | IPP Non-CHP
56681 | Amelia | 29 | Landfill Gas | 0.3 | IPP Non-CHP
56681 | Amelia | 3 | Landfill Gas | 0.3 | IPP Non-CHP
56681 | Amelia | 30 | Landfill Gas | 0.3 | IPP Non-CHP
56681 | Amelia | 31 | Landfill Gas | 0.3 | IPP Non-CHP
56681 | Amelia | 32 | Landfill Gas | 0.3 | IPP Non-CHP
56681 | Amelia | 33 | Landfill Gas | 0.3 | IPP Non-CHP
56681 | Amelia | 34 | Landfill Gas | 0.3 | IPP Non-CHP
56681 | Amelia | 35 | Landfill Gas | 0.3 | IPP Non-CHP
56681 | Amelia | 36 | Landfill Gas | 0.3 | IPP Non-CHP
56681 | Amelia | 37 | Landfill Gas | 0.3 | IPP Non-CHP
56681 | Amelia | 38 | Landfill Gas | 0.3 | IPP Non-CHP
56681 | Amelia | 39 | Landfill Gas | 0.3 | IPP Non-CHP
56681 | Amelia | 4 | Landfill Gas | 0.3 | IPP Non-CHP
56681 | Amelia | 40 | Landfill Gas | 0.3 | IPP Non-CHP
56681 | Amelia | 41 | Landfill Gas | 0.3 | IPP Non-CHP
56681 | Amelia | 42 | Landfill Gas | 0.3 | IPP Non-CHP
56681 | Amelia | 43 | Landfill Gas | 0.3 | IPP Non-CHP
56681 | Amelia | 44 | Landfill Gas | 0.3 | IPP Non-CHP
56681 | Amelia | 45 | Landfill Gas | 0.3 | IPP Non-CHP
56681 | Amelia | 46 | Landfill Gas | 0.3 | IPP Non-CHP
56681 | Amelia | 47 | Landfill Gas | 0.3 | IPP Non-CHP
56681 | Amelia | 48 | Landfill Gas | 0.3 | IPP Non-CHP
56681 | Amelia | 5 | Landfill Gas | 0.3 | IPP Non-CHP
56681 | Amelia | 6 | Landfill Gas | 0.3 | IPP Non-CHP
56681 | Amelia | 7 | Landfill Gas | 0.3 | IPP Non-CHP
56681 | Amelia | 8 | Landfill Gas | 0.3 | IPP Non-CHP
56681 | Amelia | 9 | Landfill Gas | 0.3 | IPP Non-CHP
56682 | Brunswick Landfill Gas | 10 | Landfill Gas | 0.3 | IPP Non-CHP
56682 | Brunswick Landfill Gas | 11 | Landfill Gas | 0.3 | IPP Non-CHP
56682 | Brunswick Landfill Gas | 12 | Landfill Gas | 0.3 | IPP Non-CHP
56682 | Brunswick Landfill Gas | 13 | Landfill Gas | 0.3 | IPP Non-CHP
56682 | Brunswick Landfill Gas | 14 | Landfill Gas | 0.3 | IPP Non-CHP
56682 | Brunswick Landfill Gas | 15 | Landfill Gas | 0.3 | IPP Non-CHP
56682 | Brunswick Landfill Gas | 16 | Landfill Gas | 0.3 | IPP Non-CHP
56682 | Brunswick Landfill Gas | 17 | Landfill Gas | 0.3 | IPP Non-CHP
56682 | Brunswick Landfill Gas | 18 | Landfill Gas | 0.3 | IPP Non-CHP
56682 | Brunswick Landfill Gas | 19 | Landfill Gas | 0.3 | IPP Non-CHP
56682 | Brunswick Landfill Gas | 2 | Landfill Gas | 0.3 | IPP Non-CHP
56682 | Brunswick Landfill Gas | 20 | Landfill Gas | 0.3 | IPP Non-CHP
56682 | Brunswick Landfill Gas | 21 | Landfill Gas | 0.3 | IPP Non-CHP
56682 | Brunswick Landfill Gas | 22 | Landfill Gas | 0.3 | IPP Non-CHP
56682 | Brunswick Landfill Gas | 23 | Landfill Gas | 0.3 | IPP Non-CHP
56682 | Brunswick Landfill Gas | 24 | Landfill Gas | 0.3 | IPP Non-CHP
56682 | Brunswick Landfill Gas | 25 | Landfill Gas | 0.3 | IPP Non-CHP
56682 | Brunswick Landfill Gas | 26 | Landfill Gas | 0.3 | IPP Non-CHP
56682 | Brunswick Landfill Gas | 27 | Landfill Gas | 0.3 | IPP Non-CHP
56682 | Brunswick Landfill Gas | 28 | Landfill Gas | 0.3 | IPP Non-CHP
56682 | Brunswick Landfill Gas | 29 | Landfill Gas | 0.3 | IPP Non-CHP
56682 | Brunswick Landfill Gas | 3 | Landfill Gas | 0.3 | IPP Non-CHP
56682 | Brunswick Landfill Gas | 30 | Landfill Gas | 0.3 | IPP Non-CHP
56682 | Brunswick Landfill Gas | 31 | Landfill Gas | 0.3 | IPP Non-CHP
56682 | Brunswick Landfill Gas | 32 | Landfill Gas | 0.3 | IPP Non-CHP
56682 | Brunswick Landfill Gas | 33 | Landfill Gas | 0.3 | IPP Non-CHP
56682 | Brunswick Landfill Gas | 34 | Landfill Gas | 0.3 | IPP Non-CHP
56682 | Brunswick Landfill Gas | 35 | Landfill Gas | 0.3 | IPP Non-CHP
56682 | Brunswick Landfill Gas | 36 | Landfill Gas | 0.3 | IPP Non-CHP
56682 | Brunswick Landfill Gas | 4 | Landfill Gas | 0.3 | IPP Non-CHP
56682 | Brunswick Landfill Gas | 5 | Landfill Gas | 0.3 | IPP Non-CHP
56682 | Brunswick Landfill Gas | 6 | Landfill Gas | 0.3 | IPP Non-CHP
56682 | Brunswick Landfill Gas | 7 | Landfill Gas | 0.3 | IPP Non-CHP
56682 | Brunswick Landfill Gas | 8 | Landfill Gas | 0.3 | IPP Non-CHP
56682 | Brunswick Landfill Gas | 9 | Landfill Gas | 0.3 | IPP Non-CHP
56683 | Charles City | 1 | Landfill Gas | 0.3 | IPP Non-CHP
56683 | Charles City | 10 | Landfill Gas | 0.3 | IPP Non-CHP
56683 | Charles City | 11 | Landfill Gas | 0.3 | IPP Non-CHP
56683 | Charles City | 12 | Landfill Gas | 0.3 | IPP Non-CHP
56683 | Charles City | 13 | Landfill Gas | 0.3 | IPP Non-CHP
56683 | Charles City | 14 | Landfill Gas | 0.3 | IPP Non-CHP
56683 | Charles City | 15 | Landfill Gas | 0.3 | IPP Non-CHP
56683 | Charles City | 16 | Landfill Gas | 0.3 | IPP Non-CHP
56683 | Charles City | 17 | Landfill Gas | 0.3 | IPP Non-CHP
56683 | Charles City | 18 | Landfill Gas | 0.3 | IPP Non-CHP
56683 | Charles City | 19 | Landfill Gas | 0.3 | IPP Non-CHP
56683 | Charles City | 2 | Landfill Gas | 0.3 | IPP Non-CHP
56683 | Charles City | 20 | Landfill Gas | 0.3 | IPP Non-CHP
56683 | Charles City | 21 | Landfill Gas | 0.3 | IPP Non-CHP
56683 | Charles City | 22 | Landfill Gas | 0.3 | IPP Non-CHP
56683 | Charles City | 23 | Landfill Gas | 0.3 | IPP Non-CHP
56683 | Charles City | 24 | Landfill Gas | 0.3 | IPP Non-CHP
56683 | Charles City | 25 | Landfill Gas | 0.3 | IPP Non-CHP
56683 | Charles City | 26 | Landfill Gas | 0.3 | IPP Non-CHP
56683 | Charles City | 27 | Landfill Gas | 0.3 | IPP Non-CHP
56683 | Charles City | 28 | Landfill Gas | 0.3 | IPP Non-CHP
56683 | Charles City | 29 | Landfill Gas | 0.3 | IPP Non-CHP
56683 | Charles City | 3 | Landfill Gas | 0.3 | IPP Non-CHP
56683 | Charles City | 30 | Landfill Gas | 0.3 | IPP Non-CHP
56683 | Charles City | 31 | Landfill Gas | 0.3 | IPP Non-CHP
56683 | Charles City | 32 | Landfill Gas | 0.3 | IPP Non-CHP
56683 | Charles City | 33 | Landfill Gas | 0.3 | IPP Non-CHP
56683 | Charles City | 34 | Landfill Gas | 0.3 | IPP Non-CHP
56683 | Charles City | 35 | Landfill Gas | 0.3 | IPP Non-CHP
56683 | Charles City | 36 | Landfill Gas | 0.3 | IPP Non-CHP
56683 | Charles City | 37 | Landfill Gas | 0.3 | IPP Non-CHP
56683 | Charles City | 38 | Landfill Gas | 0.3 | IPP Non-CHP
56683 | Charles City | 39 | Landfill Gas | 0.3 | IPP Non-CHP
56683 | Charles City | 4 | Landfill Gas | 0.3 | IPP Non-CHP
56683 | Charles City | 40 | Landfill Gas | 0.3 | IPP Non-CHP
56683 | Charles City | 41 | Landfill Gas | 0.3 | IPP Non-CHP
56683 | Charles City | 42 | Landfill Gas | 0.3 | IPP Non-CHP
56683 | Charles City | 43 | Landfill Gas | 0.3 | IPP Non-CHP
56683 | Charles City | 44 | Landfill Gas | 0.3 | IPP Non-CHP
56683 | Charles City | 45 | Landfill Gas | 0.3 | IPP Non-CHP
56683 | Charles City | 46 | Landfill Gas | 0.3 | IPP Non-CHP
56683 | Charles City | 47 | Landfill Gas | 0.3 | IPP Non-CHP
56683 | Charles City | 48 | Landfill Gas | 0.3 | IPP Non-CHP
56683 | Charles City | 5 | Landfill Gas | 0.3 | IPP Non-CHP
56683 | Charles City | 6 | Landfill Gas | 0.3 | IPP Non-CHP
56683 | Charles City | 7 | Landfill Gas | 0.3 | IPP Non-CHP
56683 | Charles City | 8 | Landfill Gas | 0.3 | IPP Non-CHP
56683 | Charles City | 9 | Landfill Gas | 0.3 | IPP Non-CHP
56684 | Chesterfield Landfill Gas | 1 | Landfill Gas | 0.3 | IPP Non-CHP
56684 | Chesterfield Landfill Gas | 10 | Landfill Gas | 0.3 | IPP Non-CHP
56684 | Chesterfield Landfill Gas | 11 | Landfill Gas | 0.3 | IPP Non-CHP
56684 | Chesterfield Landfill Gas | 12 | Landfill Gas | 0.3 | IPP Non-CHP
56684 | Chesterfield Landfill Gas | 13 | Landfill Gas | 0.3 | IPP Non-CHP
56684 | Chesterfield Landfill Gas | 14 | Landfill Gas | 0.3 | IPP Non-CHP
56684 | Chesterfield Landfill Gas | 15 | Landfill Gas | 0.3 | IPP Non-CHP
56684 | Chesterfield Landfill Gas | 16 | Landfill Gas | 0.3 | IPP Non-CHP
56684 | Chesterfield Landfill Gas | 17 | Landfill Gas | 0.3 | IPP Non-CHP
56684 | Chesterfield Landfill Gas | 18 | Landfill Gas | 0.3 | IPP Non-CHP
56684 | Chesterfield Landfill Gas | 19 | Landfill Gas | 0.3 | IPP Non-CHP
56684 | Chesterfield Landfill Gas | 2 | Landfill Gas | 0.3 | IPP Non-CHP
56684 | Chesterfield Landfill Gas | 20 | Landfill Gas | 0.3 | IPP Non-CHP
56684 | Chesterfield Landfill Gas | 21 | Landfill Gas | 0.3 | IPP Non-CHP
56684 | Chesterfield Landfill Gas | 22 | Landfill Gas | 0.3 | IPP Non-CHP
56684 | Chesterfield Landfill Gas | 23 | Landfill Gas | 0.3 | IPP Non-CHP
56684 | Chesterfield Landfill Gas | 24 | Landfill Gas | 0.3 | IPP Non-CHP
56684 | Chesterfield Landfill Gas | 25 | Landfill Gas | 0.3 | IPP Non-CHP
56684 | Chesterfield Landfill Gas | 26 | Landfill Gas | 0.3 | IPP Non-CHP
56684 | Chesterfield Landfill Gas | 27 | Landfill Gas | 0.3 | IPP Non-CHP
56684 | Chesterfield Landfill Gas | 28 | Landfill Gas | 0.3 | IPP Non-CHP
56684 | Chesterfield Landfill Gas | 29 | Landfill Gas | 0.3 | IPP Non-CHP
56684 | Chesterfield Landfill Gas | 3 | Landfill Gas | 0.3 | IPP Non-CHP
56684 | Chesterfield Landfill Gas | 30 | Landfill Gas | 0.3 | IPP Non-CHP
56684 | Chesterfield Landfill Gas | 31 | Landfill Gas | 0.3 | IPP Non-CHP
56684 | Chesterfield Landfill Gas | 32 | Landfill Gas | 0.3 | IPP Non-CHP
56684 | Chesterfield Landfill Gas | 33 | Landfill Gas | 0.3 | IPP Non-CHP
56684 | Chesterfield Landfill Gas | 34 | Landfill Gas | 0.3 | IPP Non-CHP
56684 | Chesterfield Landfill Gas | 35 | Landfill Gas | 0.3 | IPP Non-CHP
56684 | Chesterfield Landfill Gas | 36 | Landfill Gas | 0.3 | IPP Non-CHP
56684 | Chesterfield Landfill Gas | 37 | Landfill Gas | 0.3 | IPP Non-CHP
56684 | Chesterfield Landfill Gas | 38 | Landfill Gas | 0.3 | IPP Non-CHP
56684 | Chesterfield Landfill Gas | 39 | Landfill Gas | 0.3 | IPP Non-CHP
56684 | Chesterfield Landfill Gas | 4 | Landfill Gas | 0.3 | IPP Non-CHP
56684 | Chesterfield Landfill Gas | 40 | Landfill Gas | 0.3 | IPP Non-CHP
56684 | Chesterfield Landfill Gas | 41 | Landfill Gas | 0.3 | IPP Non-CHP
56684 | Chesterfield Landfill Gas | 42 | Landfill Gas | 0.3 | IPP Non-CHP
56684 | Chesterfield Landfill Gas | 43 | Landfill Gas | 0.3 | IPP Non-CHP
56684 | Chesterfield Landfill Gas | 44 | Landfill Gas | 0.3 | IPP Non-CHP
56684 | Chesterfield Landfill Gas | 45 | Landfill Gas | 0.3 | IPP Non-CHP
56684 | Chesterfield Landfill Gas | 46 | Landfill Gas | 0.3 | IPP Non-CHP
56684 | Chesterfield Landfill Gas | 47 | Landfill Gas | 0.3 | IPP Non-CHP
56684 | Chesterfield Landfill Gas | 48 | Landfill Gas | 0.3 | IPP Non-CHP
56684 | Chesterfield Landfill Gas | 5 | Landfill Gas | 0.3 | IPP Non-CHP
56684 | Chesterfield Landfill Gas | 6 | Landfill Gas | 0.3 | IPP Non-CHP
56684 | Chesterfield Landfill Gas | 7 | Landfill Gas | 0.3 | IPP Non-CHP
56684 | Chesterfield Landfill Gas | 8 | Landfill Gas | 0.3 | IPP Non-CHP
56684 | Chesterfield Landfill Gas | 9 | Landfill Gas | 0.3 | IPP Non-CHP
56686 | King & Queen | 1 | Landfill Gas | 0.3 | IPP Non-CHP
56686 | King & Queen | 10 | Landfill Gas | 0.3 | IPP Non-CHP
56686 | King & Queen | 11 | Landfill Gas | 0.3 | IPP Non-CHP
56686 | King & Queen | 12 | Landfill Gas | 0.3 | IPP Non-CHP
56686 | King & Queen | 13 | Landfill Gas | 0.3 | IPP Non-CHP
56686 | King & Queen | 14 | Landfill Gas | 0.3 | IPP Non-CHP
56686 | King & Queen | 15 | Landfill Gas | 0.3 | IPP Non-CHP
56686 | King & Queen | 16 | Landfill Gas | 0.3 | IPP Non-CHP
56686 | King & Queen | 17 | Landfill Gas | 0.3 | IPP Non-CHP
56686 | King & Queen | 18 | Landfill Gas | 0.3 | IPP Non-CHP
56686 | King & Queen | 19 | Landfill Gas | 0.3 | IPP Non-CHP
56686 | King & Queen | 2 | Landfill Gas | 0.3 | IPP Non-CHP
56686 | King & Queen | 20 | Landfill Gas | 0.3 | IPP Non-CHP
56686 | King & Queen | 21 | Landfill Gas | 0.3 | IPP Non-CHP
56686 | King & Queen | 22 | Landfill Gas | 0.3 | IPP Non-CHP
56686 | King & Queen | 23 | Landfill Gas | 0.3 | IPP Non-CHP
56686 | King & Queen | 24 | Landfill Gas | 0.3 | IPP Non-CHP
56686 | King & Queen | 25 | Landfill Gas | 0.3 | IPP Non-CHP
56686 | King & Queen | 26 | Landfill Gas | 0.3 | IPP Non-CHP
56686 | King & Queen | 27 | Landfill Gas | 0.3 | IPP Non-CHP
56686 | King & Queen | 28 | Landfill Gas | 0.3 | IPP Non-CHP
56686 | King & Queen | 29 | Landfill Gas | 0.3 | IPP Non-CHP
56686 | King & Queen | 3 | Landfill Gas | 0.3 | IPP Non-CHP
56686 | King & Queen | 30 | Landfill Gas | 0.3 | IPP Non-CHP
56686 | King & Queen | 31 | Landfill Gas | 0.3 | IPP Non-CHP
56686 | King & Queen | 32 | Landfill Gas | 0.3 | IPP Non-CHP
56686 | King & Queen | 33 | Landfill Gas | 0.3 | IPP Non-CHP
56686 | King & Queen | 34 | Landfill Gas | 0.3 | IPP Non-CHP
56686 | King & Queen | 35 | Landfill Gas | 0.3 | IPP Non-CHP
56686 | King & Queen | 36 | Landfill Gas | 0.3 | IPP Non-CHP
56686 | King & Queen | 4 | Landfill Gas | 0.3 | IPP Non-CHP
56686 | King & Queen | 5 | Landfill Gas | 0.3 | IPP Non-CHP
56686 | King & Queen | 6 | Landfill Gas | 0.3 | IPP Non-CHP
56686 | King & Queen | 7 | Landfill Gas | 0.3 | IPP Non-CHP
56686 | King & Queen | 8 | Landfill Gas | 0.3 | IPP Non-CHP
56686 | King & Queen | 9 | Landfill Gas | 0.3 | IPP Non-CHP
56687 | Mountain View | 1 | Landfill Gas | 0.3 | IPP Non-CHP
56687 | Mountain View | 10 | Landfill Gas | 0.3 | IPP Non-CHP
56687 | Mountain View | 11 | Landfill Gas | 0.3 | IPP Non-CHP
56687 | Mountain View | 12 | Landfill Gas | 0.3 | IPP Non-CHP
56687 | Mountain View | 13 | Landfill Gas | 0.3 | IPP Non-CHP
56687 | Mountain View | 14 | Landfill Gas | 0.3 | IPP Non-CHP
56687 | Mountain View | 15 | Landfill Gas | 0.3 | IPP Non-CHP
56687 | Mountain View | 16 | Landfill Gas | 0.3 | IPP Non-CHP
56687 | Mountain View | 17 | Landfill Gas | 0.3 | IPP Non-CHP
56687 | Mountain View | 18 | Landfill Gas | 0.3 | IPP Non-CHP
56687 | Mountain View | 19 | Landfill Gas | 0.3 | IPP Non-CHP
56687 | Mountain View | 2 | Landfill Gas | 0.3 | IPP Non-CHP
56687 | Mountain View | 20 | Landfill Gas | 0.3 | IPP Non-CHP
56687 | Mountain View | 21 | Landfill Gas | 0.3 | IPP Non-CHP
56687 | Mountain View | 22 | Landfill Gas | 0.3 | IPP Non-CHP
56687 | Mountain View | 23 | Landfill Gas | 0.3 | IPP Non-CHP
56687 | Mountain View | 24 | Landfill Gas | 0.3 | IPP Non-CHP
56687 | Mountain View | 25 | Landfill Gas | 0.3 | IPP Non-CHP
56687 | Mountain View | 26 | Landfill Gas | 0.3 | IPP Non-CHP
56687 | Mountain View | 27 | Landfill Gas | 0.3 | IPP Non-CHP
56687 | Mountain View | 28 | Landfill Gas | 0.3 | IPP Non-CHP
56687 | Mountain View | 29 | Landfill Gas | 0.3 | IPP Non-CHP
56687 | Mountain View | 3 | Landfill Gas | 0.3 | IPP Non-CHP
56687 | Mountain View | 30 | Landfill Gas | 0.3 | IPP Non-CHP
56687 | Mountain View | 31 | Landfill Gas | 0.3 | IPP Non-CHP
56687 | Mountain View | 32 | Landfill Gas | 0.3 | IPP Non-CHP
56687 | Mountain View | 33 | Landfill Gas | 0.3 | IPP Non-CHP
56687 | Mountain View | 34 | Landfill Gas | 0.3 | IPP Non-CHP
56687 | Mountain View | 35 | Landfill Gas | 0.3 | IPP Non-CHP
56687 | Mountain View | 36 | Landfill Gas | 0.3 | IPP Non-CHP
56687 | Mountain View | 37 | Landfill Gas | 0.3 | IPP Non-CHP
56687 | Mountain View | 38 | Landfill Gas | 0.3 | IPP Non-CHP
56687 | Mountain View | 39 | Landfill Gas | 0.3 | IPP Non-CHP
56687 | Mountain View | 4 | Landfill Gas | 0.3 | IPP Non-CHP
56687 | Mountain View | 40 | Landfill Gas | 0.3 | IPP Non-CHP
56687 | Mountain View | 41 | Landfill Gas | 0.3 | IPP Non-CHP
56687 | Mountain View | 42 | Landfill Gas | 0.3 | IPP Non-CHP
56687 | Mountain View | 43 | Landfill Gas | 0.3 | IPP Non-CHP
56687 | Mountain View | 44 | Landfill Gas | 0.3 | IPP Non-CHP
56687 | Mountain View | 45 | Landfill Gas | 0.3 | IPP Non-CHP
56687 | Mountain View | 46 | Landfill Gas | 0.3 | IPP Non-CHP
56687 | Mountain View | 47 | Landfill Gas | 0.3 | IPP Non-CHP
56687 | Mountain View | 48 | Landfill Gas | 0.3 | IPP Non-CHP
56687 | Mountain View | 5 | Landfill Gas | 0.3 | IPP Non-CHP
56687 | Mountain View | 6 | Landfill Gas | 0.3 | IPP Non-CHP
56687 | Mountain View | 7 | Landfill Gas | 0.3 | IPP Non-CHP
56687 | Mountain View | 8 | Landfill Gas | 0.3 | IPP Non-CHP
56687 | Mountain View | 9 | Landfill Gas | 0.3 | IPP Non-CHP
56688 | New Bern | 1 | Landfill Gas | 0.3 | IPP Non-CHP
56688 | New Bern | 10 | Landfill Gas | 0.3 | IPP Non-CHP
56688 | New Bern | 11 | Landfill Gas | 0.3 | IPP Non-CHP
56688 | New Bern | 12 | Landfill Gas | 0.3 | IPP Non-CHP
56688 | New Bern | 13 | Landfill Gas | 0.3 | IPP Non-CHP
56688 | New Bern | 14 | Landfill Gas | 0.3 | IPP Non-CHP
56688 | New Bern | 15 | Landfill Gas | 0.3 | IPP Non-CHP
56688 | New Bern | 16 | Landfill Gas | 0.3 | IPP Non-CHP
56688 | New Bern | 17 | Landfill Gas | 0.3 | IPP Non-CHP
56688 | New Bern | 18 | Landfill Gas | 0.3 | IPP Non-CHP
56688 | New Bern | 2 | Landfill Gas | 0.3 | IPP Non-CHP
56688 | New Bern | 3 | Landfill Gas | 0.3 | IPP Non-CHP
56688 | New Bern | 4 | Landfill Gas | 0.3 | IPP Non-CHP
56688 | New Bern | 5 | Landfill Gas | 0.3 | IPP Non-CHP
56688 | New Bern | 6 | Landfill Gas | 0.3 | IPP Non-CHP
56688 | New Bern | 7 | Landfill Gas | 0.3 | IPP Non-CHP
56688 | New Bern | 8 | Landfill Gas | 0.3 | IPP Non-CHP
56688 | New Bern | 9 | Landfill Gas | 0.3 | IPP Non-CHP
56690 | Pine Grove | 1 | Landfill Gas | 0.3 | IPP Non-CHP
56690 | Pine Grove | 10 | Landfill Gas | 0.3 | IPP Non-CHP
56690 | Pine Grove | 11 | Landfill Gas | 0.3 | IPP Non-CHP
56690 | Pine Grove | 12 | Landfill Gas | 0.3 | IPP Non-CHP
56690 | Pine Grove | 13 | Landfill Gas | 0.3 | IPP Non-CHP
56690 | Pine Grove | 14 | Landfill Gas | 0.3 | IPP Non-CHP
56690 | Pine Grove | 15 | Landfill Gas | 0.3 | IPP Non-CHP
56690 | Pine Grove | 16 | Landfill Gas | 0.3 | IPP Non-CHP
56690 | Pine Grove | 17 | Landfill Gas | 0.3 | IPP Non-CHP
56690 | Pine Grove | 18 | Landfill Gas | 0.3 | IPP Non-CHP
56690 | Pine Grove | 2 | Landfill Gas | 0.3 | IPP Non-CHP
56690 | Pine Grove | 3 | Landfill Gas | 0.3 | IPP Non-CHP
56690 | Pine Grove | 4 | Landfill Gas | 0.3 | IPP Non-CHP
56690 | Pine Grove | 5 | Landfill Gas | 0.3 | IPP Non-CHP
56690 | Pine Grove | 6 | Landfill Gas | 0.3 | IPP Non-CHP
56690 | Pine Grove | 7 | Landfill Gas | 0.3 | IPP Non-CHP
56690 | Pine Grove | 8 | Landfill Gas | 0.3 | IPP Non-CHP
56690 | Pine Grove | 9 | Landfill Gas | 0.3 | IPP Non-CHP
56692 | Rockville 1 & 2 | 1A | Petroleum Liquids | 0.3 | IPP Non-CHP
56692 | Rockville 1 & 2 | 1B | Petroleum Liquids | 0.3 | IPP Non-CHP
56692 | Rockville 1 & 2 | 1C | Petroleum Liquids | 0.3 | IPP Non-CHP
56692 | Rockville 1 & 2 | 1D | Petroleum Liquids | 0.3 | IPP Non-CHP
56692 | Rockville 1 & 2 | 1E | Petroleum Liquids | 0.3 | IPP Non-CHP
56692 | Rockville 1 & 2 | 1F | Petroleum Liquids | 0.3 | IPP Non-CHP
56692 | Rockville 1 & 2 | 1G | Petroleum Liquids | 0.3 | IPP Non-CHP
56692 | Rockville 1 & 2 | 1H | Petroleum Liquids | 0.3 | IPP Non-CHP
56692 | Rockville 1 & 2 | 1I | Petroleum Liquids | 0.3 | IPP Non-CHP
56692 | Rockville 1 & 2 | 1J | Petroleum Liquids | 0.3 | IPP Non-CHP
56692 | Rockville 1 & 2 | 1K | Petroleum Liquids | 0.3 | IPP Non-CHP
56692 | Rockville 1 & 2 | 1L | Petroleum Liquids | 0.3 | IPP Non-CHP
56692 | Rockville 1 & 2 | 1M | Petroleum Liquids | 0.3 | IPP Non-CHP
56692 | Rockville 1 & 2 | 1N | Petroleum Liquids | 0.3 | IPP Non-CHP
56692 | Rockville 1 & 2 | 1O | Petroleum Liquids | 0.3 | IPP Non-CHP
56692 | Rockville 1 & 2 | 2A | Petroleum Liquids | 0.3 | IPP Non-CHP
56692 | Rockville 1 & 2 | 2B | Petroleum Liquids | 0.3 | IPP Non-CHP
56692 | Rockville 1 & 2 | 2C | Petroleum Liquids | 0.3 | IPP Non-CHP
56692 | Rockville 1 & 2 | 2D | Petroleum Liquids | 0.3 | IPP Non-CHP
56692 | Rockville 1 & 2 | 2E | Petroleum Liquids | 0.3 | IPP Non-CHP
56692 | Rockville 1 & 2 | 2F | Petroleum Liquids | 0.3 | IPP Non-CHP
56692 | Rockville 1 & 2 | 2G | Petroleum Liquids | 0.3 | IPP Non-CHP
56692 | Rockville 1 & 2 | 2H | Petroleum Liquids | 0.3 | IPP Non-CHP
56692 | Rockville 1 & 2 | 2I | Petroleum Liquids | 0.3 | IPP Non-CHP
56692 | Rockville 1 & 2 | 2J | Petroleum Liquids | 0.3 | IPP Non-CHP
56692 | Rockville 1 & 2 | 2K | Petroleum Liquids | 0.3 | IPP Non-CHP
56692 | Rockville 1 & 2 | 2L | Petroleum Liquids | 0.3 | IPP Non-CHP
56692 | Rockville 1 & 2 | 2M | Petroleum Liquids | 0.3 | IPP Non-CHP
56692 | Rockville 1 & 2 | 2N | Petroleum Liquids | 0.3 | IPP Non-CHP
56692 | Rockville 1 & 2 | 2O | Petroleum Liquids | 0.3 | IPP Non-CHP
56692 | Rockville 1 & 2 | 2P | Petroleum Liquids | 0.3 | IPP Non-CHP
56692 | Rockville 1 & 2 | 2Q | Petroleum Liquids | 0.3 | IPP Non-CHP
56692 | Rockville 1 & 2 | 2R | Petroleum Liquids | 0.3 | IPP Non-CHP
56692 | Rockville 1 & 2 | 2S | Petroleum Liquids | 0.3 | IPP Non-CHP
56692 | Rockville 1 & 2 | 2T | Petroleum Liquids | 0.3 | IPP Non-CHP
56692 | Rockville 1 & 2 | 2U | Petroleum Liquids | 0.3 | IPP Non-CHP
56693 | Virginia Beach | 1 | Landfill Gas | 0.3 | IPP Non-CHP
56693 | Virginia Beach | 10 | Landfill Gas | 0.3 | IPP Non-CHP
56693 | Virginia Beach | 11 | Landfill Gas | 0.3 | IPP Non-CHP
56693 | Virginia Beach | 12 | Landfill Gas | 0.3 | IPP Non-CHP
56693 | Virginia Beach | 13 | Landfill Gas | 0.3 | IPP Non-CHP
56693 | Virginia Beach | 14 | Landfill Gas | 0.3 | IPP Non-CHP
56693 | Virginia Beach | 15 | Landfill Gas | 0.3 | IPP Non-CHP
56693 | Virginia Beach | 16 | Landfill Gas | 0.3 | IPP Non-CHP
56693 | Virginia Beach | 17 | Landfill Gas | 0.3 | IPP Non-CHP
56693 | Virginia Beach | 18 | Landfill Gas | 0.3 | IPP Non-CHP
56693 | Virginia Beach | 19 | Landfill Gas | 0.3 | IPP Non-CHP
56693 | Virginia Beach | 2 | Landfill Gas | 0.3 | IPP Non-CHP
56693 | Virginia Beach | 20 | Landfill Gas | 0.3 | IPP Non-CHP
56693 | Virginia Beach | 21 | Landfill Gas | 0.3 | IPP Non-CHP
56693 | Virginia Beach | 22 | Landfill Gas | 0.3 | IPP Non-CHP
56693 | Virginia Beach | 23 | Landfill Gas | 0.3 | IPP Non-CHP
56693 | Virginia Beach | 24 | Landfill Gas | 0.3 | IPP Non-CHP
56693 | Virginia Beach | 25 | Landfill Gas | 0.3 | IPP Non-CHP
56693 | Virginia Beach | 26 | Landfill Gas | 0.3 | IPP Non-CHP
56693 | Virginia Beach | 27 | Landfill Gas | 0.3 | IPP Non-CHP
56693 | Virginia Beach | 28 | Landfill Gas | 0.3 | IPP Non-CHP
56693 | Virginia Beach | 29 | Landfill Gas | 0.3 | IPP Non-CHP
56693 | Virginia Beach | 3 | Landfill Gas | 0.3 | IPP Non-CHP
56693 | Virginia Beach | 30 | Landfill Gas | 0.3 | IPP Non-CHP
56693 | Virginia Beach | 31 | Landfill Gas | 0.3 | IPP Non-CHP
56693 | Virginia Beach | 32 | Landfill Gas | 0.3 | IPP Non-CHP
56693 | Virginia Beach | 33 | Landfill Gas | 0.3 | IPP Non-CHP
56693 | Virginia Beach | 34 | Landfill Gas | 0.3 | IPP Non-CHP
56693 | Virginia Beach | 35 | Landfill Gas | 0.3 | IPP Non-CHP
56693 | Virginia Beach | 36 | Landfill Gas | 0.3 | IPP Non-CHP
56693 | Virginia Beach | 4 | Landfill Gas | 0.3 | IPP Non-CHP
56693 | Virginia Beach | 5 | Landfill Gas | 0.3 | IPP Non-CHP
56693 | Virginia Beach | 6 | Landfill Gas | 0.3 | IPP Non-CHP
56693 | Virginia Beach | 7 | Landfill Gas | 0.3 | IPP Non-CHP
56693 | Virginia Beach | 8 | Landfill Gas | 0.3 | IPP Non-CHP
56693 | Virginia Beach | 9 | Landfill Gas | 0.3 | IPP Non-CHP
56694 | Russell D Smith | 1 | Conventional Hydroelectric | 6.1 | Electric Utility
56695 | Summer Falls Power Plant | 1 | Conventional Hydroelectric | 46 | Electric Utility
56695 | Summer Falls Power Plant | 2 | Conventional Hydroelectric | 46 | Electric Utility
56696 | Eltopia Branch Canal 4.6 | 1 | Conventional Hydroelectric | 2.2 | Electric Utility
56697 | Potholes East Canal 66.0 | 1 | Conventional Hydroelectric | 2.3 | Electric Utility
56698 | Main Canal Headworks | 1 | Conventional Hydroelectric | 26.8 | Electric Utility
56699 | Forward Windpower LLC | 1 | Onshore Wind Turbine | 29.4 | IPP Non-CHP
56700 | Lookout Windpower LLC | 1 | Onshore Wind Turbine | 37.8 | IPP Non-CHP
56701 | Haworth Water Treatment Plant | GEN1 | Natural Gas Internal Combustion Engine | 2 | IPP Non-CHP
56701 | Haworth Water Treatment Plant | GEN2 | Natural Gas Internal Combustion Engine | 2 | IPP Non-CHP
56701 | Haworth Water Treatment Plant | GEN3 | Natural Gas Internal Combustion Engine | 2 | IPP Non-CHP
56701 | Haworth Water Treatment Plant | GEN4 | Natural Gas Internal Combustion Engine | 2 | IPP Non-CHP
56702 | Tuolumne Wind Project | WPT1 | Onshore Wind Turbine | 136.3 | Electric Utility
56703 | Lyons Falls Hydroelectric | 1 | Conventional Hydroelectric | 1 | IPP Non-CHP
56703 | Lyons Falls Hydroelectric | 6 | Conventional Hydroelectric | 1.2 | IPP Non-CHP
56703 | Lyons Falls Hydroelectric | 7 | Conventional Hydroelectric | 1.2 | IPP Non-CHP
56703 | Lyons Falls Hydroelectric | 8 | Conventional Hydroelectric | 1.2 | IPP Non-CHP
56703 | Lyons Falls Hydroelectric | 9 | Conventional Hydroelectric | 0.9 | IPP Non-CHP
56704 | Gouldtown | 3 | Conventional Hydroelectric | 2 | IPP Non-CHP
56705 | Kosterville | 4 | Conventional Hydroelectric | 0.5 | IPP Non-CHP
56705 | Kosterville | 5 | Conventional Hydroelectric | 0.5 | IPP Non-CHP
56706 | Ampersand Chowchilla Biomass LLC | AMPC | Wood/Wood Waste Biomass | 12.5 | IPP Non-CHP
56707 | El Nido Facility | AMPC | Wood/Wood Waste Biomass | 12.5 | IPP Non-CHP
56708 | CFB Power Plant | G2101 | Natural Gas Steam Turbine | 155 | Industrial Non-CHP
56708 | CFB Power Plant | G2201 | Natural Gas Steam Turbine | 155 | Industrial Non-CHP
56709 | Christoffer Wind Energy I LLC | 1 | Onshore Wind Turbine | 2.1 | IPP Non-CHP
56710 | Christoffer Wind Energy II LLC | 1 | Onshore Wind Turbine | 2.1 | IPP Non-CHP
56711 | Christoffer Wind Energy III LLC | 1 | Onshore Wind Turbine | 2.1 | IPP Non-CHP
56712 | Christoffer Wind Energy IV LLC | 1 | Onshore Wind Turbine | 2.1 | IPP Non-CHP
56750 | Jeffers Wind 20 LLC | 1 | Onshore Wind Turbine | 50 | IPP Non-CHP
56751 | Spanish Fork Wind Park 2 LLC | 1 | Onshore Wind Turbine | 18.9 | IPP Non-CHP
56752 | Mountain Wind Power LLC | 1 | Onshore Wind Turbine | 61 | IPP Non-CHP
56753 | Mountain Wind Power II LLC | 1 | Onshore Wind Turbine | 80 | IPP Non-CHP
56754 | Goat Wind LP | 1 | Onshore Wind Turbine | 80 | IPP Non-CHP
56754 | Goat Wind LP | 2 | Onshore Wind Turbine | 69.6 | IPP Non-CHP
56755 | Odin Wind Farm LLC | 1 | Onshore Wind Turbine | 20 | IPP Non-CHP
56763 | Capricorn Ridge Wind LLC | 1 | Onshore Wind Turbine | 149.5 | IPP Non-CHP
56763 | Capricorn Ridge Wind LLC | 2 | Onshore Wind Turbine | 214.5 | IPP Non-CHP
56763 | Capricorn Ridge Wind LLC | 3 | Onshore Wind Turbine | 186 | IPP Non-CHP
56763 | Capricorn Ridge Wind LLC | 4 | Onshore Wind Turbine | 112.5 | IPP Non-CHP
56764 | Winnebago Wind Power Project | 1 | Onshore Wind Turbine | 20 | IPP Non-CHP
56765 | Barton Windpower LLC | 1 | Onshore Wind Turbine | 28 | IPP Non-CHP
56765 | Barton Windpower LLC | 2 | Onshore Wind Turbine | 132 | IPP Non-CHP
56767 | Farmers City Wind LLC | 1 | Onshore Wind Turbine | 146 | IPP Non-CHP
56768 | CalRenew-1 | CR1 | Solar Photovoltaic | 5 | IPP Non-CHP
56770 | Locust Ridge II LLC | 1 | Onshore Wind Turbine | 102 | IPP Non-CHP
56771 | Silver Star I Wind Power Project | 1 | Onshore Wind Turbine | 60 | IPP Non-CHP
56773 | McAdoo Wind Energy LLC | 1 | Onshore Wind Turbine | 150 | IPP Non-CHP
56774 | Turkey Track Wind Energy LLC | 1 | Onshore Wind Turbine | 169.5 | IPP Non-CHP
56775 | Scurry County Wind II | 1 | Onshore Wind Turbine | 120 | IPP Non-CHP
56776 | Gunsight Mountain Wind Energy LLC | 1 | Onshore Wind Turbine | 120 | IPP Non-CHP
56777 | Fowler Ridge Wind Farm LLC | FIA | Onshore Wind Turbine | 201.3 | IPP Non-CHP
56777 | Fowler Ridge Wind Farm LLC | FIB | Onshore Wind Turbine | 100 | IPP Non-CHP
56777 | Fowler Ridge Wind Farm LLC | FII | Onshore Wind Turbine | 200 | IPP Non-CHP
56777 | Fowler Ridge Wind Farm LLC | FIII | Onshore Wind Turbine | 99 | IPP Non-CHP
56779 | Sherbino I Wind Farm | 1 | Onshore Wind Turbine | 150 | IPP Non-CHP
56781 | Evergreen BioPower LLC | 1 | Wood/Wood Waste Biomass | 21 | Industrial CHP
56782 | Diamond Willow Wind Facility | DIAW | Onshore Wind Turbine | 30 | Electric Utility
56783 | Elbow Creek Wind Project LLC | 1 | Onshore Wind Turbine | 121.9 | IPP Non-CHP
56784 | Cloud County Wind Farm | 1 | Onshore Wind Turbine | 105 | IPP Non-CHP
56784 | Cloud County Wind Farm | 2 | Onshore Wind Turbine | 96 | IPP Non-CHP
56785 | Virginia Tech Power Plant | WG01 | Natural Gas Steam Turbine | 6.3 | Commercial CHP
56786 | Spiritwood Station | 1 | Conventional Steam Coal | 106.2 | Electric Utility
56787 | Geismar Cogen | GTG | Natural Gas Fired Combustion Turbine | 83.9 | Industrial CHP
56789 | Pebble Springs Wind LLC | 1 | Onshore Wind Turbine | 98.7 | IPP Non-CHP
56790 | Hay Canyon Wind Power LLC | 1 | Onshore Wind Turbine | 100.8 | IPP Non-CHP
56791 | Dillon Wind LLC | 1 | Onshore Wind Turbine | 45 | IPP Non-CHP
56792 | Buffalo Ridge I LLC | 1 | Onshore Wind Turbine | 50.4 | IPP Non-CHP
56793 | Elm Creek Wind LLC | 1 | Onshore Wind Turbine | 99 | IPP Non-CHP
56794 | Moraine II Wind LLC | 1 | Onshore Wind Turbine | 49.5 | IPP Non-CHP
56795 | Penascal Wind Power LLC | 1 | Onshore Wind Turbine | 201.6 | IPP Non-CHP
56796 | South Chestnut LLC | 1 | Onshore Wind Turbine | 50.4 | IPP Non-CHP
56797 | Pioneer Prairie Wind Farm | 1 | Onshore Wind Turbine | 300 | IPP Non-CHP
56798 | Kleen Energy Systems Project | ST | Natural Gas Fired Combined Cycle | 295 | IPP Non-CHP
56798 | Kleen Energy Systems Project | U1 | Natural Gas Fired Combined Cycle | 199 | IPP Non-CHP
56798 | Kleen Energy Systems Project | U2 | Natural Gas Fired Combined Cycle | 199 | IPP Non-CHP
56799 | Greenland Energy Center | 1 | Natural Gas Fired Combustion Turbine | 190.4 | Electric Utility
56799 | Greenland Energy Center | 2 | Natural Gas Fired Combustion Turbine | 190.4 | Electric Utility
56800 | Hull Wind II | HW2 | Onshore Wind Turbine | 1.8 | Electric Utility
56803 | Panoche Energy Center | 1 | Natural Gas Fired Combustion Turbine | 108 | IPP Non-CHP
56803 | Panoche Energy Center | 2 | Natural Gas Fired Combustion Turbine | 108 | IPP Non-CHP
56803 | Panoche Energy Center | 3 | Natural Gas Fired Combustion Turbine | 108 | IPP Non-CHP
56803 | Panoche Energy Center | 4 | Natural Gas Fired Combustion Turbine | 108 | IPP Non-CHP
56804 | Red Hills Wind Project LLC | RH | Onshore Wind Turbine | 123 | IPP Non-CHP
56805 | EcoGrove Wind LLC | 1 | Onshore Wind Turbine | 100.5 | IPP Non-CHP
56806 | Cedar Bayou 4 | 4 | Natural Gas Fired Combined Cycle | 178.5 | IPP Non-CHP
56806 | Cedar Bayou 4 | 41 | Natural Gas Fired Combined Cycle | 178.5 | IPP Non-CHP
56806 | Cedar Bayou 4 | 42 | Natural Gas Fired Combined Cycle | 178.5 | IPP Non-CHP
56807 | Bear Garden | 1A | Natural Gas Fired Combined Cycle | 145 | Electric Utility
56807 | Bear Garden | 1B | Natural Gas Fired Combined Cycle | 152 | Electric Utility
56807 | Bear Garden | 1C | Natural Gas Fired Combined Cycle | 262 | Electric Utility
56808 | Virginia City Hybrid Energy Center | 1 | Conventional Steam Coal | 668 | Electric Utility
56809 | Carroll Wind Farm | CWF | Onshore Wind Turbine | 150 | Electric Utility
56810 | Adair Wind Farm | AWF | Onshore Wind Turbine | 174.8 | Electric Utility
56811 | Walnut Wind Farm | WWF | Onshore Wind Turbine | 153 | Electric Utility
56812 | Solana Generating Station | GEN 1 | Solar Thermal with Energy Storage | 140 | IPP Non-CHP
56812 | Solana Generating Station | GEN2 | Solar Thermal with Energy Storage | 140 | IPP Non-CHP
56813 | CSU Fresno Solar Project | 1 | Solar Photovoltaic | 0.5 | IPP Non-CHP
56813 | CSU Fresno Solar Project | 2 | Solar Photovoltaic | 0.5 | IPP Non-CHP
56814 | ELACC Photovoltaic Power Facility | PV1 | Solar Photovoltaic | 0.5 | IPP Non-CHP
56814 | ELACC Photovoltaic Power Facility | PV2 | Solar Photovoltaic | 0.5 | IPP Non-CHP
56815 | Denver Int Airport | 1 | Solar Photovoltaic | 1.9 | IPP Non-CHP
56818 | Central Plains Wind Farm | 1 | Onshore Wind Turbine | 99 | Electric Utility
56819 | Flat Ridge Wind Farm | 1 | Onshore Wind Turbine | 50 | Electric Utility
56823 | Hackberry Wind Farm | HWFG1 | Onshore Wind Turbine | 165.6 | IPP Non-CHP
56824 | Marshall Wind 2 LLC | 1 | Onshore Wind Turbine | 4.2 | IPP Non-CHP
56825 | Marshall Wind 3 LLC | 1 | Onshore Wind Turbine | 4.2 | IPP Non-CHP
56826 | Marshall Wind 4 LLC | 1 | Onshore Wind Turbine | 4.2 | IPP Non-CHP
56827 | Marshall Wind 5 LLC | 1 | Onshore Wind Turbine | 2.1 | IPP Non-CHP
56828 | Marshall Wind 6 LLC | 1 | Onshore Wind Turbine | 2.1 | IPP Non-CHP
56829 | Kibby Wind Power Project | 1 | Onshore Wind Turbine | 66 | IPP Non-CHP
56829 | Kibby Wind Power Project | 2 | Onshore Wind Turbine | 66 | IPP Non-CHP
56831 | Crane Creek Wind Energy Center | 1 | Onshore Wind Turbine | 99 | Electric Utility
56832 | North Brawley Geothermal Plant | GE1 | Geothermal | 16 | IPP Non-CHP
56832 | North Brawley Geothermal Plant | GE2 | Geothermal | 16 | IPP Non-CHP
56832 | North Brawley Geothermal Plant | GE3 | Geothermal | 16 | IPP Non-CHP
56832 | North Brawley Geothermal Plant | GE4 | Geothermal | 16 | IPP Non-CHP
56833 | OREG 1 Inc | CS10 | All Other | 7.5 | IPP Non-CHP
56833 | OREG 1 Inc | CS11 | All Other | 7.5 | IPP Non-CHP
56833 | OREG 1 Inc | CS7 | All Other | 7.5 | IPP Non-CHP
56833 | OREG 1 Inc | CS9 | All Other | 7.5 | IPP Non-CHP
56834 | High Plains | 1 | Onshore Wind Turbine | 10 | IPP Non-CHP
56835 | EXC Wind 11 | 1 | Onshore Wind Turbine | 10 | IPP Non-CHP
56836 | EXC Wind 10 | 1 | Onshore Wind Turbine | 10 | IPP Non-CHP
56837 | EXC Wind 9 | 1 | Onshore Wind Turbine | 10 | IPP Non-CHP
56838 | EXC Wind 8 | 1 | Onshore Wind Turbine | 10 | IPP Non-CHP
56839 | EXC Wind 7 | 1 | Onshore Wind Turbine | 10 | IPP Non-CHP
56840 | Marshall Wind 1 LLC | 1 | Onshore Wind Turbine | 2.1 | IPP Non-CHP
56841 | Glenrock | 1 | Onshore Wind Turbine | 99 | Electric Utility
56841 | Glenrock | 2 | Onshore Wind Turbine | 39 | Electric Utility
56842 | Rolling Hills | 1 | Onshore Wind Turbine | 99 | Electric Utility
56843 | Seven Mile Hill | 1 | Onshore Wind Turbine | 99 | Electric Utility
56843 | Seven Mile Hill | 2 | Onshore Wind Turbine | 19.5 | Electric Utility
56847 | Plainfield Renewable Energy LLC | STG | Wood/Wood Waste Biomass | 43 | IPP Non-CHP
56848 | Haverhill North Cogeneration Facility | SCKG1 | Other Gases | 67 | IPP CHP
56850 | Lanchester Generating Station | 1 | Landfill Gas | 1.6 | IPP Non-CHP
56850 | Lanchester Generating Station | 2 | Landfill Gas | 1.6 | IPP Non-CHP
56851 | South Kent Generating Station | 1 | Landfill Gas | 1.6 | IPP Non-CHP
56851 | South Kent Generating Station | 2 | Landfill Gas | 1.6 | IPP Non-CHP
56852 | White Feather Generating Station | 1 | Landfill Gas | 1.6 | IPP Non-CHP
56852 | White Feather Generating Station | 2 | Landfill Gas | 1.6 | IPP Non-CHP
56853 | Trans-Jordan Generating Station | 1 | Landfill Gas | 1.6 | IPP Non-CHP
56853 | Trans-Jordan Generating Station | 2 | Landfill Gas | 1.6 | IPP Non-CHP
56853 | Trans-Jordan Generating Station | 3 | Landfill Gas | 1.6 | IPP Non-CHP
56854 | Wheat Field Wind Power Project | GEN1 | Onshore Wind Turbine | 97 | IPP Non-CHP
56855 | Arlington Wind Power Project | GEN1 | Onshore Wind Turbine | 103 | IPP Non-CHP
56856 | Rail Splitter Wind Farm | GEN1 | Onshore Wind Turbine | 100.5 | IPP Non-CHP
56857 | Marble River Wind Farm | GEN1 | Onshore Wind Turbine | 215 | IPP Non-CHP
56858 | Sagebrush Power Partners | GEN1 | Onshore Wind Turbine | 100.7 | IPP Non-CHP
56859 | Crosswind Energy Project | 1 | Onshore Wind Turbine | 21 | IPP Non-CHP
56860 | Hardin Hilltop Wind LLC | 1 | Onshore Wind Turbine | 14.7 | IPP Non-CHP
56862 | Bolthouse S&P and Rowen Farms Solar | 1 | Solar Photovoltaic | 0.3 | IPP Non-CHP
56862 | Bolthouse S&P and Rowen Farms Solar | 2 | Solar Photovoltaic | 0.3 | IPP Non-CHP
56862 | Bolthouse S&P and Rowen Farms Solar | 3 | Solar Photovoltaic | 0.3 | IPP Non-CHP
56862 | Bolthouse S&P and Rowen Farms Solar | 4 | Solar Photovoltaic | 0.3 | IPP Non-CHP
56863 | Model Gas Power Station | 1 | Landfill Gas | 1.4 | IPP Non-CHP
56863 | Model Gas Power Station | 2 | Landfill Gas | 1.4 | IPP Non-CHP
56864 | Covel Gardens Gas Recovery | 1 | Landfill Gas | 1.6 | IPP Non-CHP
56864 | Covel Gardens Gas Recovery | 2 | Landfill Gas | 1.6 | IPP Non-CHP
56864 | Covel Gardens Gas Recovery | 3 | Landfill Gas | 1.6 | IPP Non-CHP
56864 | Covel Gardens Gas Recovery | 4 | Landfill Gas | 1.6 | IPP Non-CHP
56864 | Covel Gardens Gas Recovery | 5 | Landfill Gas | 1.6 | IPP Non-CHP
56864 | Covel Gardens Gas Recovery | 6 | Landfill Gas | 1.6 | IPP Non-CHP
56865 | Ottawa County Project | 1 | Landfill Gas | 1.4 | IPP Non-CHP
56865 | Ottawa County Project | 2 | Landfill Gas | 1.4 | IPP Non-CHP
56868 | Carbon Limestone | 1 | Landfill Gas | 1.4 | IPP Non-CHP
56868 | Carbon Limestone | 10 | Landfill Gas | 1.4 | IPP Non-CHP
56868 | Carbon Limestone | 11 | Landfill Gas | 1.4 | IPP Non-CHP
56868 | Carbon Limestone | 12 | Landfill Gas | 1.4 | IPP Non-CHP
56868 | Carbon Limestone | 13 | Landfill Gas | 1.4 | IPP Non-CHP
56868 | Carbon Limestone | 14 | Landfill Gas | 1.4 | IPP Non-CHP
56868 | Carbon Limestone | 15 | Landfill Gas | 1.4 | IPP Non-CHP
56868 | Carbon Limestone | 16 | Landfill Gas | 1.4 | IPP Non-CHP
56868 | Carbon Limestone | 17 | Landfill Gas | 1.6 | IPP Non-CHP
56868 | Carbon Limestone | 18 | Landfill Gas | 1.6 | IPP Non-CHP
56868 | Carbon Limestone | 2 | Landfill Gas | 1.4 | IPP Non-CHP
56868 | Carbon Limestone | 3 | Landfill Gas | 1.4 | IPP Non-CHP
56868 | Carbon Limestone | 4 | Landfill Gas | 1.4 | IPP Non-CHP
56868 | Carbon Limestone | 5 | Landfill Gas | 1.4 | IPP Non-CHP
56868 | Carbon Limestone | 6 | Landfill Gas | 1.4 | IPP Non-CHP
56868 | Carbon Limestone | 7 | Landfill Gas | 1.4 | IPP Non-CHP
56868 | Carbon Limestone | 8 | Landfill Gas | 1.4 | IPP Non-CHP
56868 | Carbon Limestone | 9 | Landfill Gas | 1.4 | IPP Non-CHP
56869 | Loraine County Project | 1 | Landfill Gas | 1.4 | IPP Non-CHP
56869 | Loraine County Project | 10 | Landfill Gas | 1.6 | IPP Non-CHP
56869 | Loraine County Project | 11 | Landfill Gas | 1.6 | IPP Non-CHP
56869 | Loraine County Project | 12 | Landfill Gas | 1.6 | IPP Non-CHP
56869 | Loraine County Project | 13 | Landfill Gas | 1.6 | IPP Non-CHP
56869 | Loraine County Project | 14 | Landfill Gas | 1.6 | IPP Non-CHP
56869 | Loraine County Project | 15 | Landfill Gas | 1.6 | IPP Non-CHP
56869 | Loraine County Project | 16 | Landfill Gas | 1.6 | IPP Non-CHP
56869 | Loraine County Project | 17 | Landfill Gas | 1.6 | IPP Non-CHP
56869 | Loraine County Project | 18 | Landfill Gas | 1.6 | IPP Non-CHP
56869 | Loraine County Project | 2 | Landfill Gas | 1.4 | IPP Non-CHP
56869 | Loraine County Project | 3 | Landfill Gas | 1.4 | IPP Non-CHP
56869 | Loraine County Project | 4 | Landfill Gas | 1.4 | IPP Non-CHP
56869 | Loraine County Project | 5 | Landfill Gas | 1.4 | IPP Non-CHP
56869 | Loraine County Project | 6 | Landfill Gas | 1.4 | IPP Non-CHP
56869 | Loraine County Project | 7 | Landfill Gas | 1.4 | IPP Non-CHP
56869 | Loraine County Project | 8 | Landfill Gas | 1.4 | IPP Non-CHP
56869 | Loraine County Project | 9 | Landfill Gas | 1.6 | IPP Non-CHP
56870 | Taylor | 1 | Landfill Gas | 1 | IPP Non-CHP
56870 | Taylor | 2 | Landfill Gas | 1 | IPP Non-CHP
56870 | Taylor | 3 | Landfill Gas | 1 | IPP Non-CHP
56870 | Taylor | 4 | Landfill Gas | 1 | IPP Non-CHP
56870 | Taylor | 5 | Landfill Gas | 1 | IPP Non-CHP
56870 | Taylor | 6 | Landfill Gas | 1 | IPP Non-CHP
56870 | Taylor | 7 | Landfill Gas | 1 | IPP Non-CHP
56870 | Taylor | 8 | Landfill Gas | 1 | IPP Non-CHP
56871 | Zion Landfill Gas to Energy Facility | 1 | Landfill Gas | 1.4 | IPP Non-CHP
56871 | Zion Landfill Gas to Energy Facility | 2 | Landfill Gas | 1.4 | IPP Non-CHP
56871 | Zion Landfill Gas to Energy Facility | 3 | Landfill Gas | 1.4 | IPP Non-CHP
56871 | Zion Landfill Gas to Energy Facility | 4 | Landfill Gas | 1.4 | IPP Non-CHP
56871 | Zion Landfill Gas to Energy Facility | 5 | Landfill Gas | 1.4 | IPP Non-CHP
56872 | Meldahl Hydroelectric Project | 1 | Conventional Hydroelectric | 35 | Electric Utility
56872 | Meldahl Hydroelectric Project | 2 | Conventional Hydroelectric | 35 | Electric Utility
56872 | Meldahl Hydroelectric Project | 3 | Conventional Hydroelectric | 35 | Electric Utility
56873 | SECCRA Community Landfill | 1 | Landfill Gas | 0.9 | Commercial Non-CHP
56873 | SECCRA Community Landfill | 3 | Landfill Gas | 1.6 | Commercial Non-CHP
56874 | Shiloh Wind Project 2 LLC | TBD | Onshore Wind Turbine | 150 | IPP Non-CHP
56875 | Sacramento Soleil LLC | TBD | Solar Photovoltaic | 1 | IPP Non-CHP
56876 | Wapsipinicon Wind Project | TBD | Onshore Wind Turbine | 100.5 | IPP Non-CHP
56877 | Hall's Warehouse Solar Project | TBD | Solar Photovoltaic | 1.5 | IPP Non-CHP
56878 | Hoosier Wind Project LLC | TBD | Onshore Wind Turbine | 106 | IPP Non-CHP
56879 | Flat Ridge Wind Energy LLC | 1 | Onshore Wind Turbine | 50 | IPP Non-CHP
56880 | OREG 2 Inc | CS12 | All Other | 7.5 | IPP Non-CHP
56880 | OREG 2 Inc | CS3 | All Other | 7.5 | IPP Non-CHP
56880 | OREG 2 Inc | CS5 | All Other | 7.5 | IPP Non-CHP
56880 | OREG 2 Inc | CS8 | All Other | 7.5 | IPP Non-CHP
56883 | Pennsauken Solar | GEN 1 | Solar Photovoltaic | 0.2 | IPP Non-CHP
56883 | Pennsauken Solar | GEN 2 | Solar Photovoltaic | 0.2 | IPP Non-CHP
56883 | Pennsauken Solar | GEN 3 | Solar Photovoltaic | 0.1 | IPP Non-CHP
56883 | Pennsauken Solar | GEN 4 | Solar Photovoltaic | 0.2 | IPP Non-CHP
56883 | Pennsauken Solar | GEN 5 | Solar Photovoltaic | 0.1 | IPP Non-CHP
56883 | Pennsauken Solar | GEN 6 | Solar Photovoltaic | 0.2 | IPP Non-CHP
56883 | Pennsauken Solar | GEN 7 | Solar Photovoltaic | 0.2 | IPP Non-CHP
56883 | Pennsauken Solar | GEN 8 | Solar Photovoltaic | 0.2 | IPP Non-CHP
56883 | Pennsauken Solar | GEN 9 | Solar Photovoltaic | 0.1 | IPP Non-CHP
56884 | Cumberland County Solid Waste Complex | GEN 2 | Landfill Gas | 1.6 | IPP Non-CHP
56884 | Cumberland County Solid Waste Complex | GEN 3 | Landfill Gas | 1.6 | IPP Non-CHP
56884 | Cumberland County Solid Waste Complex | GEN1 | Landfill Gas | 1.6 | IPP Non-CHP
56887 | Cumberland County PA LFG Recovery | GEN 1 | Landfill Gas | 1.6 | IPP Non-CHP
56887 | Cumberland County PA LFG Recovery | GEN 2 | Landfill Gas | 1.6 | IPP Non-CHP
56887 | Cumberland County PA LFG Recovery | GEN 3 | Landfill Gas | 1.6 | IPP Non-CHP
56887 | Cumberland County PA LFG Recovery | GEN 4 | Landfill Gas | 1.6 | IPP Non-CHP
56888 | Warren County Solar | GEN 1 | Solar Photovoltaic | 0.5 | IPP Non-CHP
56888 | Warren County Solar | GEN 2 | Solar Photovoltaic | 0.5 | IPP Non-CHP
56888 | Warren County Solar | GEN 3 | Solar Photovoltaic | 0.5 | IPP Non-CHP
56888 | Warren County Solar | GEN 4 | Solar Photovoltaic | 0.5 | IPP Non-CHP
56889 | PPL Renewable Energy Merck Solar | GEN 1 | Solar Photovoltaic | 1.7 | IPP Non-CHP
56890 | Norther Tier Landfill | GEN 1 | Landfill Gas | 1.6 | IPP Non-CHP
56891 | Moretown | GEN 1 | Landfill Gas | 1.6 | IPP Non-CHP
56891 | Moretown | GEN 2 | Landfill Gas | 1.6 | IPP Non-CHP
56893 | Chester Diversion Hydroelectric Project | 1 | Conventional Hydroelectric | 1.2 | Electric Utility
56893 | Chester Diversion Hydroelectric Project | 2 | Conventional Hydroelectric | 1.2 | Electric Utility
56893 | Chester Diversion Hydroelectric Project | 3 | Conventional Hydroelectric | 1.2 | Electric Utility
56894 | Ameresco Stafford | 1 | Landfill Gas | 1.1 | IPP Non-CHP
56894 | Ameresco Stafford | 2 | Landfill Gas | 1.1 | IPP Non-CHP
56895 | Ameresco Ox Mountain | 1 | Landfill Gas | 1.9 | IPP Non-CHP
56895 | Ameresco Ox Mountain | 2 | Landfill Gas | 1.9 | IPP Non-CHP
56895 | Ameresco Ox Mountain | 3 | Landfill Gas | 1.9 | IPP Non-CHP
56895 | Ameresco Ox Mountain | 4 | Landfill Gas | 1.9 | IPP Non-CHP
56895 | Ameresco Ox Mountain | 5 | Landfill Gas | 1.9 | IPP Non-CHP
56895 | Ameresco Ox Mountain | 6 | Landfill Gas | 1.9 | IPP Non-CHP
56896 | Ameresco Jefferson City | 1 | Landfill Gas | 1 | IPP Non-CHP
56896 | Ameresco Jefferson City | 2 | Landfill Gas | 1 | IPP Non-CHP
56896 | Ameresco Jefferson City | 3 | Landfill Gas | 1 | IPP Non-CHP
56897 | Ameresco Keller Canyon | 1 | Landfill Gas | 1.9 | IPP Non-CHP
56897 | Ameresco Keller Canyon | 2 | Landfill Gas | 1.9 | IPP Non-CHP
56898 | Ameresco Chiquita Canyon | 1 | Landfill Gas | 4.6 | IPP Non-CHP
56898 | Ameresco Chiquita Canyon | 2 | Landfill Gas | 4.6 | IPP Non-CHP
56899 | IRC Generator Facility | 290 | Petroleum Liquids | 1.5 | Electric Utility
56899 | IRC Generator Facility | 291 | Petroleum Liquids | 1.5 | Electric Utility
56900 | Atlantic City Convention Center | 1 | Solar Photovoltaic | 0.5 | Commercial Non-CHP
56900 | Atlantic City Convention Center | 2 | Solar Photovoltaic | 0.5 | Commercial Non-CHP
56900 | Atlantic City Convention Center | 3 | Solar Photovoltaic | 0.5 | Commercial Non-CHP
56900 | Atlantic City Convention Center | 4 | Solar Photovoltaic | 0.5 | Commercial Non-CHP
56901 | Noble Altona Windpark LLC | 1 | Onshore Wind Turbine | 97.5 | IPP Non-CHP
56902 | Noble Wethersfield Windpark LLC | 1 | Onshore Wind Turbine | 126 | IPP Non-CHP
56904 | Noble Chateaugay Windpark LLC | 1 | Onshore Wind Turbine | 106.5 | IPP Non-CHP
56905 | Noble Great Plains Windpark LLC | 1 | Onshore Wind Turbine | 114 | IPP Non-CHP
56908 | Dave Gates Generating Station | 1 | Natural Gas Fired Combustion Turbine | 67.7 | Electric Utility
56908 | Dave Gates Generating Station | 2 | Natural Gas Fired Combustion Turbine | 67.7 | Electric Utility
56908 | Dave Gates Generating Station | 3 | Natural Gas Fired Combustion Turbine | 67.7 | Electric Utility
56909 | Gap Pacific Distribution Center | 1 | Solar Photovoltaic | 0.3 | Commercial Non-CHP
56909 | Gap Pacific Distribution Center | 2 | Solar Photovoltaic | 0.3 | Commercial Non-CHP
56909 | Gap Pacific Distribution Center | 3 | Solar Photovoltaic | 0.3 | Commercial Non-CHP
56909 | Gap Pacific Distribution Center | 4 | Solar Photovoltaic | 0.3 | Commercial Non-CHP
56911 | Broad Mountain | GEN1 | Landfill Gas | 5.5 | IPP Non-CHP
56911 | Broad Mountain | GEN2 | Landfill Gas | 5.5 | IPP Non-CHP
56912 | Langdon Wind II LLC | GE15 | Onshore Wind Turbine | 40.5 | IPP Non-CHP
56913 | Osceola Windpower II | CL25 | Onshore Wind Turbine | 50 | IPP Non-CHP
56914 | Orange Grove Peaking Facility | CTG1 | Natural Gas Fired Combustion Turbine | 59 | IPP Non-CHP
56914 | Orange Grove Peaking Facility | CTG2 | Natural Gas Fired Combustion Turbine | 59 | IPP Non-CHP
56915 | SAS Solar Farm | 1 | Solar Photovoltaic | 0.5 | IPP Non-CHP
56915 | SAS Solar Farm | 2 | Solar Photovoltaic | 0.5 | IPP Non-CHP
56915 | SAS Solar Farm | 3 | Solar Photovoltaic | 0.5 | IPP Non-CHP
56915 | SAS Solar Farm | 4 | Solar Photovoltaic | 0.5 | IPP Non-CHP
56917 | Imperial Valley Solar, LLC | 1 | Solar Photovoltaic | 101 | IPP Non-CHP
56917 | Imperial Valley Solar, LLC | 1A | Solar Photovoltaic | 64.6 | IPP Non-CHP
56917 | Imperial Valley Solar, LLC | 1B | Solar Photovoltaic | 34.3 | IPP Non-CHP
56919 | FPL Energy Ashtabula Wind LLC | GE15 | Onshore Wind Turbine | 148.5 | IPP Non-CHP
56920 | EC&R Panther Creek Wind Farm I | 1 | Onshore Wind Turbine | 142.5 | IPP Non-CHP
56921 | EC&R Panther Creek Wind Farm II | 1 | Onshore Wind Turbine | 115.5 | IPP Non-CHP
56922 | WWRF Solar Plant | EAST | Solar Photovoltaic | 0.5 | IPP Non-CHP
56922 | WWRF Solar Plant | WEST | Solar Photovoltaic | 1.2 | IPP Non-CHP
56923 | FPL Energy Crystal Lake Wind LLC | GE15 | Onshore Wind Turbine | 150 | IPP Non-CHP
56924 | FPL Energy Story Wind LLC | GE15 | Onshore Wind Turbine | 150 | IPP Non-CHP
56925 | FPL Energy Crystal Lake Wind II LLC | CL25 | Onshore Wind Turbine | 200 | IPP Non-CHP
56928 | Fairfield University CHP Plant | CHP1 | Natural Gas Fired Combustion Turbine | 4.5 | Commercial CHP
56929 | DeSoto Next Generation Solar Energy | 1 | Solar Photovoltaic | 25 | Electric Utility
56930 | Space Coast Next Gen Solar Energy | 1 | Solar Photovoltaic | 10 | Electric Utility
56932 | Biotech LS 0836 | BLS1 | Petroleum Liquids | 1 | Commercial Non-CHP
56933 | Threemile Canyon | 1 | Onshore Wind Turbine | 9.9 | IPP Non-CHP
56934 | Cassia Wind | 1 | Onshore Wind Turbine | 10.5 | IPP Non-CHP
56935 | Cassia Gulch | 1 | Onshore Wind Turbine | 18.9 | IPP Non-CHP
56936 | Brookfield Power Glen Falls Hydro | GEN1 | Conventional Hydroelectric | 2.4 | Industrial Non-CHP
56936 | Brookfield Power Glen Falls Hydro | GEN2 | Conventional Hydroelectric | 2 | Industrial Non-CHP
56936 | Brookfield Power Glen Falls Hydro | GEN3 | Conventional Hydroelectric | 2.2 | Industrial Non-CHP
56936 | Brookfield Power Glen Falls Hydro | GEN4 | Conventional Hydroelectric | 2.4 | Industrial Non-CHP
56936 | Brookfield Power Glen Falls Hydro | GEN5 | Conventional Hydroelectric | 2.8 | Industrial Non-CHP
56937 | Fairbanks Morse Engine | IPE | Petroleum Liquids | 1.5 | Industrial Non-CHP
56938 | SunEdison LV Sutton Plant Site | NCP1 | Solar Photovoltaic | 1.2 | IPP Non-CHP
56939 | NRG Solar Blythe LLC | 1 | Solar Photovoltaic | 21 | IPP Non-CHP
56941 | Grand Ridge Wind Energy Center | 1 | Onshore Wind Turbine | 99 | IPP Non-CHP
56941 | Grand Ridge Wind Energy Center | 2 | Onshore Wind Turbine | 51 | IPP Non-CHP
56941 | Grand Ridge Wind Energy Center | 3 | Onshore Wind Turbine | 49.5 | IPP Non-CHP
56941 | Grand Ridge Wind Energy Center | 4 | Onshore Wind Turbine | 10.5 | IPP Non-CHP
56942 | Forward Wind Energy Center | 1 | Onshore Wind Turbine | 99 | IPP Non-CHP
56942 | Forward Wind Energy Center | 2 | Onshore Wind Turbine | 30 | IPP Non-CHP
56944 | CM10 | PV01 | Solar Photovoltaic | 10 | IPP Non-CHP
56945 | High Lonesome Mesa LLC | 1 | Onshore Wind Turbine | 100 | IPP Non-CHP
56946 | Buffalo Bear LLC | 1 | Onshore Wind Turbine | 18.9 | IPP Non-CHP
56947 | Elkhorn Ridge Wind LLC | 1 | Onshore Wind Turbine | 81 | IPP Non-CHP
56948 | Coolidge Generation Station | 1 | Natural Gas Fired Combustion Turbine | 60.5 | IPP Non-CHP
56948 | Coolidge Generation Station | 10 | Natural Gas Fired Combustion Turbine | 60.5 | IPP Non-CHP
56948 | Coolidge Generation Station | 11 | Natural Gas Fired Combustion Turbine | 60.5 | IPP Non-CHP
56948 | Coolidge Generation Station | 12 | Natural Gas Fired Combustion Turbine | 60.5 | IPP Non-CHP
56948 | Coolidge Generation Station | 2 | Natural Gas Fired Combustion Turbine | 60.5 | IPP Non-CHP
56948 | Coolidge Generation Station | 3 | Natural Gas Fired Combustion Turbine | 60.5 | IPP Non-CHP
56948 | Coolidge Generation Station | 4 | Natural Gas Fired Combustion Turbine | 60.5 | IPP Non-CHP
56948 | Coolidge Generation Station | 5 | Natural Gas Fired Combustion Turbine | 60.5 | IPP Non-CHP
56948 | Coolidge Generation Station | 6 | Natural Gas Fired Combustion Turbine | 60.5 | IPP Non-CHP
56948 | Coolidge Generation Station | 7 | Natural Gas Fired Combustion Turbine | 60.5 | IPP Non-CHP
56948 | Coolidge Generation Station | 8 | Natural Gas Fired Combustion Turbine | 60.5 | IPP Non-CHP
56948 | Coolidge Generation Station | 9 | Natural Gas Fired Combustion Turbine | 60.5 | IPP Non-CHP
56951 | Enoree Phase II Landfill Gas Recovery | 1 | Landfill Gas | 1.6 | IPP Non-CHP
56951 | Enoree Phase II Landfill Gas Recovery | 2 | Landfill Gas | 1.6 | IPP Non-CHP
56952 | Willow Creek Energy Center | 1 | Onshore Wind Turbine | 72 | IPP Non-CHP
56953 | High Sheldon Wind Farm | 1 | Onshore Wind Turbine | 112 | IPP Non-CHP
56954 | Gastonia Prime Power Park | 1 | Petroleum Liquids | 2.3 | Electric Utility
56954 | Gastonia Prime Power Park | 2 | Petroleum Liquids | 2.3 | Electric Utility
56954 | Gastonia Prime Power Park | 3 | Petroleum Liquids | 1.8 | Electric Utility
56954 | Gastonia Prime Power Park | 4 | Petroleum Liquids | 1.8 | Electric Utility
56954 | Gastonia Prime Power Park | 5 | Petroleum Liquids | 1.8 | Electric Utility
56954 | Gastonia Prime Power Park | 6 | Petroleum Liquids | 1.8 | Electric Utility
56956 | Bull Creek Wind | 001 | Onshore Wind Turbine | 180 | IPP Non-CHP
56957 | Pioneer Crossing Energy, LLC | LFG1 | Landfill Gas | 1.6 | IPP Non-CHP
56957 | Pioneer Crossing Energy, LLC | LFG2 | Landfill Gas | 1.6 | IPP Non-CHP
56957 | Pioneer Crossing Energy, LLC | LFG3 | Landfill Gas | 1.6 | IPP Non-CHP
56957 | Pioneer Crossing Energy, LLC | LFG4 | Landfill Gas | 1.6 | IPP Non-CHP
56957 | Pioneer Crossing Energy, LLC | LFG5 | Landfill Gas | 1.6 | IPP Non-CHP
56958 | DANC LFGTE Facility | GEN1 | Landfill Gas | 1.6 | IPP Non-CHP
56958 | DANC LFGTE Facility | GEN2 | Landfill Gas | 1.6 | IPP Non-CHP
56958 | DANC LFGTE Facility | GEN3 | Landfill Gas | 1.6 | IPP Non-CHP
56958 | DANC LFGTE Facility | GEN4 | Landfill Gas | 1.6 | IPP Non-CHP
56959 | Ocotillo Windpower | OWF | Onshore Wind Turbine | 58.8 | IPP Non-CHP
56960 | Happy Jack Windpower Project | HJW01 | Onshore Wind Turbine | 29.4 | IPP Non-CHP
56961 | Notrees Windpower | BATT | Batteries | 36 | IPP Non-CHP
56961 | Notrees Windpower | GE | Onshore Wind Turbine | 60 | IPP Non-CHP
56961 | Notrees Windpower | VESTA | Onshore Wind Turbine | 92.5 | IPP Non-CHP
56962 | Iredell County LFG Facility | 1 | Landfill Gas | 1.6 | IPP Non-CHP
56962 | Iredell County LFG Facility | 2 | Landfill Gas | 1.6 | IPP Non-CHP
56963 | West Deptford Energy Station | E101 | Natural Gas Fired Combined Cycle | 225.3 | IPP Non-CHP
56963 | West Deptford Energy Station | E102 | Natural Gas Fired Combined Cycle | 225.3 | IPP Non-CHP
56963 | West Deptford Energy Station | STG1 | Natural Gas Fired Combined Cycle | 304 | IPP Non-CHP
56964 | Bayonne Energy Center | GT1 | Natural Gas Fired Combustion Turbine | 64 | IPP Non-CHP
56964 | Bayonne Energy Center | GT2 | Natural Gas Fired Combustion Turbine | 64 | IPP Non-CHP
56964 | Bayonne Energy Center | GT3 | Natural Gas Fired Combustion Turbine | 64 | IPP Non-CHP
56964 | Bayonne Energy Center | GT4 | Natural Gas Fired Combustion Turbine | 64 | IPP Non-CHP
56964 | Bayonne Energy Center | GT5 | Natural Gas Fired Combustion Turbine | 64 | IPP Non-CHP
56964 | Bayonne Energy Center | GT6 | Natural Gas Fired Combustion Turbine | 64 | IPP Non-CHP
56964 | Bayonne Energy Center | GT7 | Natural Gas Fired Combustion Turbine | 64 | IPP Non-CHP
56964 | Bayonne Energy Center | GT8 | Natural Gas Fired Combustion Turbine | 64 | IPP Non-CHP
56966 | QVC Inc | 1 | Solar Photovoltaic | 1 | IPP Non-CHP
56966 | QVC Inc | 2 | Solar Photovoltaic | 2.9 | IPP Non-CHP
56967 | Butter Creek Power LLC | 1 | Onshore Wind Turbine | 5 | IPP Non-CHP
56968 | Big Top LLC | 1 | Onshore Wind Turbine | 1.7 | IPP Non-CHP
56969 | Four Corners Windfarm LLC | 1 | Onshore Wind Turbine | 10 | IPP Non-CHP
56970 | Four Mile Canyon Windfarm LLC | 1 | Onshore Wind Turbine | 10 | IPP Non-CHP
56971 | Oregon Trail Windfarm LLC | 1 | Onshore Wind Turbine | 9.9 | IPP Non-CHP
56972 | Pacific Canyon Windfarm LLC | 1 | Onshore Wind Turbine | 8.3 | IPP Non-CHP
56973 | Sand Ranch Windfarm LLC | 1 | Onshore Wind Turbine | 9.9 | IPP Non-CHP
56974 | Wagon Trail LLC | 1 | Onshore Wind Turbine | 3.3 | IPP Non-CHP
56975 | Ward Butte Windfarm LLC | 1 | Onshore Wind Turbine | 6.6 | IPP Non-CHP
56978 | Sears Hydroelectric Plant | 1 | Conventional Hydroelectric | 0.4 | IPP Non-CHP
56978 | Sears Hydroelectric Plant | 2 | Conventional Hydroelectric | 0.4 | IPP Non-CHP
56978 | Sears Hydroelectric Plant | 3 | Conventional Hydroelectric | 0.3 | IPP Non-CHP
56978 | Sears Hydroelectric Plant | 4 | Conventional Hydroelectric | 0.3 | IPP Non-CHP
56979 | EC&R Panther Creek Wind Farm III | 1 | Onshore Wind Turbine | 199.5 | IPP Non-CHP
56980 | Stony Creek Wind Farm LLC | 1 | Onshore Wind Turbine | 52.5 | IPP Non-CHP
56981 | Pyron Wind Farm LLC | 1 | Onshore Wind Turbine | 249 | IPP Non-CHP
56982 | NGP Blue Mountain I LLC | BM1 | Geothermal | 21.3 | IPP Non-CHP
56982 | NGP Blue Mountain I LLC | BM2 | Geothermal | 21.3 | IPP Non-CHP
56982 | NGP Blue Mountain I LLC | BM3 | Geothermal | 21.3 | IPP Non-CHP
56983 | EC&R Papalote Creek I LLC | 1 | Onshore Wind Turbine | 180 | IPP Non-CHP
56984 | Inadale Wind Farm LLC | 1 | Onshore Wind Turbine | 197 | IPP Non-CHP
56985 | Smoky Hills Wind Project Phase II | SMKII | Onshore Wind Turbine | 148.5 | IPP Non-CHP
56986 | Clinton LFGTE Facility | GEN1 | Landfill Gas | 1.6 | IPP Non-CHP
56986 | Clinton LFGTE Facility | GEN2 | Landfill Gas | 1.6 | IPP Non-CHP
56986 | Clinton LFGTE Facility | GEN3 | Landfill Gas | 1.6 | IPP Non-CHP
56986 | Clinton LFGTE Facility | GEN4 | Landfill Gas | 1.6 | IPP Non-CHP
56987 | Hyland LFGTE Facility | GEN1 | Landfill Gas | 1.6 | IPP Non-CHP
56987 | Hyland LFGTE Facility | GEN2 | Landfill Gas | 1.6 | IPP Non-CHP
56987 | Hyland LFGTE Facility | GEN3 | Landfill Gas | 1.6 | IPP Non-CHP
56989 | Stetson Wind I | 1 | Onshore Wind Turbine | 57 | IPP Non-CHP
56990 | Rollins Wind Project | 1 | Onshore Wind Turbine | 60 | IPP Non-CHP
56991 | Stetson Wind II | 1 | Onshore Wind Turbine | 25.5 | IPP Non-CHP
56993 | MF Mesa Lane LLC | MESA | Solar Photovoltaic | 3 | IPP Non-CHP
56994 | Grand Meadow | WND67 | Onshore Wind Turbine | 100.5 | Electric Utility
56995 | Georgetown LFGTE | G1 | Landfill Gas | 1.1 | Electric Utility
56996 | Solar Photovoltaic Project #02 | S1A | Solar Photovoltaic | 0.5 | Electric Utility
56996 | Solar Photovoltaic Project #02 | S1B | Solar Photovoltaic | 0.5 | Electric Utility
56997 | Arrowrock Hydroelectric Project | 1 | Conventional Hydroelectric | 7.5 | IPP Non-CHP
56997 | Arrowrock Hydroelectric Project | 2 | Conventional Hydroelectric | 7.5 | IPP Non-CHP
56998 | Pueblo Airport Generating Station | 4 | Natural Gas Fired Combined Cycle | 40 | IPP Non-CHP
56998 | Pueblo Airport Generating Station | 43 | Natural Gas Fired Combined Cycle | 20 | IPP Non-CHP
56998 | Pueblo Airport Generating Station | 5 | Natural Gas Fired Combined Cycle | 40 | IPP Non-CHP
56998 | Pueblo Airport Generating Station | 53 | Natural Gas Fired Combined Cycle | 20 | IPP Non-CHP
56998 | Pueblo Airport Generating Station | 6 | Natural Gas Fired Combined Cycle | 40 | IPP Non-CHP
56998 | Pueblo Airport Generating Station | 7 | Natural Gas Fired Combined Cycle | 40 | IPP Non-CHP
56998 | Pueblo Airport Generating Station | CT08 | Natural Gas Fired Combustion Turbine | 40 | IPP Non-CHP
56998 | Pueblo Airport Generating Station | GT1 | Natural Gas Fired Combustion Turbine | 100 | IPP Non-CHP
56998 | Pueblo Airport Generating Station | GT2 | Natural Gas Fired Combustion Turbine | 100 | IPP Non-CHP
57001 | El Cajon Energy Center | GEN1 | Natural Gas Fired Combustion Turbine | 49.9 | IPP Non-CHP
57002 | Oakfield Wind Project | 1 | Onshore Wind Turbine | 148 | IPP Non-CHP
57003 | Fulton LFGTE Facility | GEN1 | Landfill Gas | 1.6 | IPP Non-CHP
57003 | Fulton LFGTE Facility | GEN2 | Landfill Gas | 1.6 | IPP Non-CHP
57004 | SunEdison Walgreens Moreno Valley | 1 | Solar Photovoltaic | 1 | IPP Non-CHP
57005 | Mariani Packing Vacaville Solar | 1 | Solar Photovoltaic | 1 | IPP Non-CHP
57006 | Walgreens Woodland Distribution Center | 1 | Solar Photovoltaic | 1 | IPP Non-CHP
57007 | SunEdison Ironwood State Prison | 1 | Solar Photovoltaic | 1 | IPP Non-CHP
57008 | SunEdison Procter & Gamble Oxnard | 1 | Solar Photovoltaic | 1 | IPP Non-CHP
57009 | Kohls San Bernardino Solar Facility | 1 | Solar Photovoltaic | 1 | IPP Non-CHP
57010 | SunEdison Anheuser Busch Fairfield | 1 | Solar Photovoltaic | 1 | IPP Non-CHP
57011 | Chuckawalla Valley State Prison | 1 | Solar Photovoltaic | 1 | IPP Non-CHP
57012 | SunEdison Walmart Apple Valley DC | 1 | Solar Photovoltaic | 1 | IPP Non-CHP
57014 | Waste Management Arden LFGTE | GEN1 | Landfill Gas | 0.8 | IPP Non-CHP
57014 | Waste Management Arden LFGTE | GEN2 | Landfill Gas | 0.8 | IPP Non-CHP
57014 | Waste Management Arden LFGTE | GEN3 | Landfill Gas | 0.8 | IPP Non-CHP
57014 | Waste Management Arden LFGTE | GEN4 | Landfill Gas | 0.8 | IPP Non-CHP
57014 | Waste Management Arden LFGTE | GEN5 | Landfill Gas | 0.8 | IPP Non-CHP
57014 | Waste Management Arden LFGTE | GEN6 | Landfill Gas | 0.8 | IPP Non-CHP
57015 | Waste Management Columbia Ridge LFGTE | GEN1 | Landfill Gas | 0.8 | IPP Non-CHP
57015 | Waste Management Columbia Ridge LFGTE | GEN10 | Landfill Gas | 1.6 | IPP Non-CHP
57015 | Waste Management Columbia Ridge LFGTE | GEN11 | Landfill Gas | 1.6 | IPP Non-CHP
57015 | Waste Management Columbia Ridge LFGTE | GEN12 | Landfill Gas | 1.6 | IPP Non-CHP
57015 | Waste Management Columbia Ridge LFGTE | GEN2 | Landfill Gas | 0.8 | IPP Non-CHP
57015 | Waste Management Columbia Ridge LFGTE | GEN3 | Landfill Gas | 0.8 | IPP Non-CHP
57015 | Waste Management Columbia Ridge LFGTE | GEN4 | Landfill Gas | 0.8 | IPP Non-CHP
57015 | Waste Management Columbia Ridge LFGTE | GEN5 | Landfill Gas | 0.8 | IPP Non-CHP
57015 | Waste Management Columbia Ridge LFGTE | GEN6 | Landfill Gas | 0.8 | IPP Non-CHP
57015 | Waste Management Columbia Ridge LFGTE | GEN7 | Landfill Gas | 0.8 | IPP Non-CHP
57015 | Waste Management Columbia Ridge LFGTE | GEN8 | Landfill Gas | 0.8 | IPP Non-CHP
57015 | Waste Management Columbia Ridge LFGTE | GEN9 | Landfill Gas | 1.6 | IPP Non-CHP
57016 | Waste Management Crossroads LFGTE | GEN1 | Landfill Gas | 1.6 | IPP Non-CHP
57016 | Waste Management Crossroads LFGTE | GEN2 | Landfill Gas | 1.6 | IPP Non-CHP
57017 | Spruce Ridge Gas Recovery | GEN1 | Landfill Gas | 0.8 | IPP Non-CHP
57017 | Spruce Ridge Gas Recovery | GEN2 | Landfill Gas | 0.8 | IPP Non-CHP
57017 | Spruce Ridge Gas Recovery | GEN3 | Landfill Gas | 0.8 | IPP Non-CHP
57017 | Spruce Ridge Gas Recovery | GEN4 | Landfill Gas | 0.8 | IPP Non-CHP
57018 | Waste Management Middle Peninsula LFGTE | GEN1 | Landfill Gas | 0.8 | IPP Non-CHP
57018 | Waste Management Middle Peninsula LFGTE | GEN2 | Landfill Gas | 0.8 | IPP Non-CHP
57018 | Waste Management Middle Peninsula LFGTE | GEN3 | Landfill Gas | 0.8 | IPP Non-CHP
57018 | Waste Management Middle Peninsula LFGTE | GEN4 | Landfill Gas | 0.8 | IPP Non-CHP
57018 | Waste Management Middle Peninsula LFGTE | GEN5 | Landfill Gas | 0.8 | IPP Non-CHP
57018 | Waste Management Middle Peninsula LFGTE | GEN6 | Landfill Gas | 0.8 | IPP Non-CHP
57018 | Waste Management Middle Peninsula LFGTE | GEN7 | Landfill Gas | 0.8 | IPP Non-CHP
57018 | Waste Management Middle Peninsula LFGTE | GEN8 | Landfill Gas | 0.8 | IPP Non-CHP
57019 | Riverbend Landfill | GEN1 | Landfill Gas | 0.8 | IPP Non-CHP
57019 | Riverbend Landfill | GEN2 | Landfill Gas | 0.8 | IPP Non-CHP
57019 | Riverbend Landfill | GEN3 | Landfill Gas | 0.8 | IPP Non-CHP
57019 | Riverbend Landfill | GEN4 | Landfill Gas | 0.8 | IPP Non-CHP
57019 | Riverbend Landfill | GEN5 | Landfill Gas | 0.8 | IPP Non-CHP
57019 | Riverbend Landfill | GEN6 | Landfill Gas | 0.8 | IPP Non-CHP
57020 | Westside Landfill Gas Recovery | GEN1 | Landfill Gas | 1.6 | IPP Non-CHP
57020 | Westside Landfill Gas Recovery | GEN2 | Landfill Gas | 1.6 | IPP Non-CHP
57020 | Westside Landfill Gas Recovery | GEN3 | Landfill Gas | 1.6 | IPP Non-CHP
57021 | Waste Management Madison County LFGTE | GEN1 | Landfill Gas | 1.6 | IPP Non-CHP
57022 | Waste Management King George LFGTE | GEN1 | Landfill Gas | 3.3 | IPP Non-CHP
57022 | Waste Management King George LFGTE | GEN2 | Landfill Gas | 3.3 | IPP Non-CHP
57022 | Waste Management King George LFGTE | GEN3 | Landfill Gas | 3.3 | IPP Non-CHP
57022 | Waste Management King George LFGTE | GEN4 | Landfill Gas | 3.3 | IPP Non-CHP
57023 | Waste Management Rolling Meadows LFGTE | GEN1 | Landfill Gas | 0.8 | IPP Non-CHP
57023 | Waste Management Rolling Meadows LFGTE | GEN2 | Landfill Gas | 0.8 | IPP Non-CHP
57023 | Waste Management Rolling Meadows LFGTE | GEN3 | Landfill Gas | 0.8 | IPP Non-CHP
57023 | Waste Management Rolling Meadows LFGTE | GEN4 | Landfill Gas | 0.8 | IPP Non-CHP
57023 | Waste Management Rolling Meadows LFGTE | GEN5 | Landfill Gas | 0.8 | IPP Non-CHP
57023 | Waste Management Rolling Meadows LFGTE | GEN6 | Landfill Gas | 0.8 | IPP Non-CHP
57023 | Waste Management Rolling Meadows LFGTE | GEN7 | Landfill Gas | 0.8 | IPP Non-CHP
57024 | Waste Management Northern Oaks LFGTE | GEN1 | Landfill Gas | 1.6 | IPP Non-CHP
57025 | Waste Management Eco Vista LFGTE | GEN1 | Landfill Gas | 0.8 | IPP Non-CHP
57025 | Waste Management Eco Vista LFGTE | GEN2 | Landfill Gas | 0.8 | IPP Non-CHP
57025 | Waste Management Eco Vista LFGTE | GEN3 | Landfill Gas | 0.8 | IPP Non-CHP
57025 | Waste Management Eco Vista LFGTE | GEN4 | Landfill Gas | 0.8 | IPP Non-CHP
57025 | Waste Management Eco Vista LFGTE | GEN5 | Landfill Gas | 0.8 | IPP Non-CHP
57026 | Superior Landfill Gas Recovery | GEN 5 | Landfill Gas | 0.8 | IPP Non-CHP
57026 | Superior Landfill Gas Recovery | GEN1 | Landfill Gas | 0.8 | IPP Non-CHP
57026 | Superior Landfill Gas Recovery | GEN2 | Landfill Gas | 0.8 | IPP Non-CHP
57026 | Superior Landfill Gas Recovery | GEN3 | Landfill Gas | 0.8 | IPP Non-CHP
57026 | Superior Landfill Gas Recovery | GEN4 | Landfill Gas | 0.8 | IPP Non-CHP
57026 | Superior Landfill Gas Recovery | GEN6 | Landfill Gas | 0.8 | IPP Non-CHP
57026 | Superior Landfill Gas Recovery | GEN7 | Landfill Gas | 0.8 | IPP Non-CHP
57026 | Superior Landfill Gas Recovery | GEN8 | Landfill Gas | 0.8 | IPP Non-CHP
57027 | Canyon Power Plant | CPP1 | Natural Gas Fired Combustion Turbine | 50 | Electric Utility
57027 | Canyon Power Plant | CPP2 | Natural Gas Fired Combustion Turbine | 50 | Electric Utility
57027 | Canyon Power Plant | CPP3 | Natural Gas Fired Combustion Turbine | 50 | Electric Utility
57027 | Canyon Power Plant | CPP4 | Natural Gas Fired Combustion Turbine | 50 | Electric Utility
57028 | Langley Gulch Power Plant | GTG | Natural Gas Fired Combined Cycle | 187 | Electric Utility
57028 | Langley Gulch Power Plant | STG | Natural Gas Fired Combined Cycle | 131.5 | Electric Utility
57029 | Cleveland Cnty Generating Facility | 1 | Natural Gas Fired Combustion Turbine | 184 | IPP Non-CHP
57029 | Cleveland Cnty Generating Facility | 2 | Natural Gas Fired Combustion Turbine | 184 | IPP Non-CHP
57029 | Cleveland Cnty Generating Facility | 3 | Natural Gas Fired Combustion Turbine | 184 | IPP Non-CHP
57029 | Cleveland Cnty Generating Facility | 4 | Natural Gas Fired Combustion Turbine | 184 | IPP Non-CHP
57030 | Pacolet Diesel Generation Facility | DI 1 | Petroleum Liquids | 1.8 | Electric Utility
57030 | Pacolet Diesel Generation Facility | DI 2 | Petroleum Liquids | 1.8 | Electric Utility
57030 | Pacolet Diesel Generation Facility | DI 3 | Petroleum Liquids | 1.8 | Electric Utility
57031 | Luverne Wind Farm | 1 | Onshore Wind Turbine | 49.5 | Electric Utility
57032 | Ashtabula Wind Energy Center | 1 | Onshore Wind Turbine | 48 | Electric Utility
57033 | Langdon Wind Energy Center | 1 | Onshore Wind Turbine | 40.5 | Electric Utility
57034 | Willmar Municipal East Substation | E04 | Petroleum Liquids | 2 | Electric Utility
57034 | Willmar Municipal East Substation | E05 | Petroleum Liquids | 2 | Electric Utility
57034 | Willmar Municipal East Substation | E06 | Petroleum Liquids | 2 | Electric Utility
57035 | Willmar Municipal SW Substation | SW01 | Petroleum Liquids | 2 | Electric Utility
57035 | Willmar Municipal SW Substation | SW02 | Petroleum Liquids | 2 | Electric Utility
57035 | Willmar Municipal SW Substation | SW03 | Petroleum Liquids | 2 | Electric Utility
57036 | Southcentral Power Project | 1 | Natural Gas Fired Combined Cycle | 48.8 | Electric Utility
57036 | Southcentral Power Project | 2 | Natural Gas Fired Combined Cycle | 48.8 | Electric Utility
57036 | Southcentral Power Project | 3 | Natural Gas Fired Combined Cycle | 48.8 | Electric Utility
57036 | Southcentral Power Project | 4 | Natural Gas Fired Combined Cycle | 57.5 | Electric Utility
57037 | Kemper County IGCC Project | 1A | Natural Gas Fired Combined Cycle | 235.5 | Electric Utility
57037 | Kemper County IGCC Project | 1B | Natural Gas Fired Combined Cycle | 235.5 | Electric Utility
57037 | Kemper County IGCC Project | 1C | Natural Gas Fired Combined Cycle | 369 | Electric Utility
57038 | Bison I Wind Energy Center | PHS1 | Onshore Wind Turbine | 36.8 | Electric Utility
57038 | Bison I Wind Energy Center | PHS2 | Onshore Wind Turbine | 42.7 | Electric Utility
57039 | McFadden Ridge | 1 | Onshore Wind Turbine | 28.5 | Electric Utility
57040 | High Plains | 1 | Onshore Wind Turbine | 99 | Electric Utility
57041 | Vaca Dixon Solar Station | 1 | Solar Photovoltaic | 2 | Electric Utility
57042 | CSU East Bay | 1 | Other Natural Gas | 1.4 | Electric Utility
57043 | SF State University | 1 | Other Natural Gas | 0.2 | Electric Utility
57043 | SF State University | 2 | Other Natural Gas | 1.4 | Electric Utility
57044 | Armenia Mountain Wind Farm | 1 | Onshore Wind Turbine | 100.5 | IPP Non-CHP
57045 | Rolling Thunder Wind Farm | 1 | Onshore Wind Turbine | 25 | IPP Non-CHP
57046 | Archer Daniels Midland Columbus | GEN1 | Conventional Steam Coal | 71.4 | Industrial CHP
57047 | Nobles Wind Project | 1 | Onshore Wind Turbine | 201 | Electric Utility
57049 | NaturEner Glacier Wind Energy 1 | NGW1 | Onshore Wind Turbine | 106.5 | IPP Non-CHP
57050 | NaturEner Glacier Wind Energy 2 | NGW2 | Onshore Wind Turbine | 103.5 | IPP Non-CHP
57051 | Noatak | 5A | Petroleum Liquids | 0.5 | Electric Utility
57051 | Noatak | UNIT2 | Petroleum Liquids | 0.3 | Electric Utility
57051 | Noatak | UNIT4 | Petroleum Liquids | 0.5 | Electric Utility
57052 | Savoonga | UNIT1 | Petroleum Liquids | 0.4 | Electric Utility
57052 | Savoonga | UNIT2 | Petroleum Liquids | 0.5 | Electric Utility
57052 | Savoonga | UNIT3 | Petroleum Liquids | 0.8 | Electric Utility
57053 | Alakanuk | UNIT4 | Petroleum Liquids | 0.8 | Electric Utility
57054 | Upper Kalskag | UNIT1 | Petroleum Liquids | 0.2 | Electric Utility
57054 | Upper Kalskag | UNIT2 | Petroleum Liquids | 0.4 | Electric Utility
57054 | Upper Kalskag | UNIT3 | Petroleum Liquids | 0.5 | Electric Utility
57055 | Stebbins | 1 | Petroleum Liquids | 0.5 | Electric Utility
57055 | Stebbins | 2 | Petroleum Liquids | 0.5 | Electric Utility
57055 | Stebbins | 3 | Petroleum Liquids | 0.5 | Electric Utility
57055 | Stebbins | 4 | Petroleum Liquids | 0.5 | Electric Utility
57056 | Scammon Bay | UNIT1 | Petroleum Liquids | 0.4 | Electric Utility
57056 | Scammon Bay | UNIT2 | Petroleum Liquids | 0.4 | Electric Utility
57056 | Scammon Bay | UNIT3 | Petroleum Liquids | 0.5 | Electric Utility
57057 | Quinhagak | UNIT1 | Petroleum Liquids | 0.4 | Electric Utility
57057 | Quinhagak | UNIT2 | Petroleum Liquids | 0.3 | Electric Utility
57057 | Quinhagak | UNIT3 | Petroleum Liquids | 0.4 | Electric Utility
57058 | Pilot Station | UNIT1 | Petroleum Liquids | 0.4 | Electric Utility
57058 | Pilot Station | UNIT2 | Petroleum Liquids | 0.5 | Electric Utility
57058 | Pilot Station | UNIT3 | Petroleum Liquids | 0.3 | Electric Utility
57059 | Koyuk | UNIT1 | Petroleum Liquids | 0.2 | Electric Utility
57059 | Koyuk | UNIT2 | Petroleum Liquids | 0.4 | Electric Utility
57059 | Koyuk | UNIT3 | Petroleum Liquids | 0.5 | Electric Utility
57060 | Elim | UNIT1 | Petroleum Liquids | 0.2 | Electric Utility
57060 | Elim | UNIT2 | Petroleum Liquids | 0.4 | Electric Utility
57060 | Elim | UNIT3 | Petroleum Liquids | 1 | Electric Utility
57061 | St. Michael | 4 | Petroleum Liquids | 0.7 | Electric Utility
57062 | Gambell | 1A | Petroleum Liquids | 0.3 | Electric Utility
57062 | Gambell | UNIT2 | Petroleum Liquids | 0.5 | Electric Utility
57062 | Gambell | UNIT3 | Petroleum Liquids | 0.8 | Electric Utility
57063 | Shungnak | UNIT1 | Petroleum Liquids | 0.2 | Electric Utility
57063 | Shungnak | UNIT2 | Petroleum Liquids | 0.3 | Electric Utility
57063 | Shungnak | UNIT3 | Petroleum Liquids | 0.3 | Electric Utility
57063 | Shungnak | UNIT4 | Petroleum Liquids | 0.4 | Electric Utility
57064 | Kotlik | UNIT1 | Petroleum Liquids | 0.3 | Electric Utility
57064 | Kotlik | UNIT2 | Petroleum Liquids | 0.3 | Electric Utility
57064 | Kotlik | UNIT3 | Petroleum Liquids | 0.4 | Electric Utility
57064 | Kotlik | UNIT4 | Petroleum Liquids | 0.4 | Electric Utility
57065 | Kivalina | UNIT1 | Petroleum Liquids | 0.2 | Electric Utility
57065 | Kivalina | UNIT2 | Petroleum Liquids | 0.3 | Electric Utility
57065 | Kivalina | UNIT3 | Petroleum Liquids | 0.2 | Electric Utility
57065 | Kivalina | UNIT4 | Petroleum Liquids | 0.4 | Electric Utility
57066 | Kasigluk | 5A | Petroleum Liquids | 0.7 | Electric Utility
57066 | Kasigluk | UNIT1 | Petroleum Liquids | 0.4 | Electric Utility
57066 | Kasigluk | UNIT2 | Petroleum Liquids | 0.5 | Electric Utility
57067 | Toksook Bay | UNIT1 | Petroleum Liquids | 0.4 | Electric Utility
57067 | Toksook Bay | UNIT2 | Petroleum Liquids | 0.5 | Electric Utility
57067 | Toksook Bay | UNIT3 | Petroleum Liquids | 0.8 | Electric Utility
57068 | GenConn Middletown LLC | 12 | Petroleum Liquids | 60.5 | IPP Non-CHP
57068 | GenConn Middletown LLC | 13 | Petroleum Liquids | 60.5 | IPP Non-CHP
57068 | GenConn Middletown LLC | 14 | Petroleum Liquids | 60.5 | IPP Non-CHP
57068 | GenConn Middletown LLC | 15 | Petroleum Liquids | 60.5 | IPP Non-CHP
57069 | Twin Cities Hydro LLC | 1 | Conventional Hydroelectric | 4.5 | IPP Non-CHP
57069 | Twin Cities Hydro LLC | 2 | Conventional Hydroelectric | 4.5 | IPP Non-CHP
57069 | Twin Cities Hydro LLC | 3 | Conventional Hydroelectric | 4.5 | IPP Non-CHP
57069 | Twin Cities Hydro LLC | 4 | Conventional Hydroelectric | 4.5 | IPP Non-CHP
57070 | GenConn Devon LLC | 15 | Petroleum Liquids | 60.5 | IPP Non-CHP
57070 | GenConn Devon LLC | 16 | Petroleum Liquids | 60.5 | IPP Non-CHP
57070 | GenConn Devon LLC | 17 | Petroleum Liquids | 60.5 | IPP Non-CHP
57070 | GenConn Devon LLC | 18 | Petroleum Liquids | 60.5 | IPP Non-CHP
57071 | Denton Power LLC | 1 | Landfill Gas | 1.6 | IPP Non-CHP
57072 | Granite City Works | G-1 | Other Gases | 78 | Industrial CHP
57073 | Ivanpah 2 | ST1 | Solar Thermal without Energy Storage | 133.4 | IPP Non-CHP
57074 | Ivanpah 1 | ST1 | Solar Thermal without Energy Storage | 133 | IPP Non-CHP
57075 | Ivanpah 3 | ST1 | Solar Thermal without Energy Storage | 133.4 | IPP Non-CHP
57076 | South Columbus Water Resource Facility | GEN1 | Other Waste Biomass | 1.8 | Commercial CHP
57076 | South Columbus Water Resource Facility | GEN2 | Other Waste Biomass | 1.8 | Commercial CHP
57078 | Steel Winds II | 1 | Onshore Wind Turbine | 15 | IPP Non-CHP
57079 | Milford Wind Corridor I LLC | 1 | Onshore Wind Turbine | 203.5 | IPP Non-CHP
57080 | Sheffield Wind | 1 | Onshore Wind Turbine | 40 | IPP Non-CHP
57081 | Calpine Vineland Solar LLC | CVS1 | Solar Photovoltaic | 2.3 | IPP Non-CHP
57081 | Calpine Vineland Solar LLC | CVS2 | Solar Photovoltaic | 1.8 | IPP Non-CHP
57082 | Kaheawa Wind Power II LLC | 1 | Onshore Wind Turbine | 21 | IPP Non-CHP
57082 | Kaheawa Wind Power II LLC | 2 | Batteries | 10 | IPP Non-CHP
57083 | Bull Hill Wind Project | 1 | Onshore Wind Turbine | 34.5 | IPP Non-CHP
57085 | Lake Dorothy Hydroelectric Project | 1 | Conventional Hydroelectric | 14.3 | Electric Utility
57087 | Kahuku Wind Power LLC | 1 | Onshore Wind Turbine | 30 | IPP Non-CHP
57090 | Campbell Hill Windpower | CHWF | Onshore Wind Turbine | 99 | IPP Non-CHP
57091 | Silver Sage Windpower | SSW01 | Onshore Wind Turbine | 42 | IPP Non-CHP
57093 | Casper Wind Farm | CWGT | Onshore Wind Turbine | 17 | IPP Non-CHP
57094 | Streator Cayuga Ridge South | 1 | Onshore Wind Turbine | 300 | IPP Non-CHP
57095 | Penascal II Wind Project LLC | 1 | Onshore Wind Turbine | 201 | IPP Non-CHP
57096 | Star Point Wind Project LLC | 1 | Onshore Wind Turbine | 98.7 | IPP Non-CHP
57097 | Rugby Wind Power Project | 1 | Onshore Wind Turbine | 149 | IPP Non-CHP
57098 | Dry Lake Wind LLC | 1 | Onshore Wind Turbine | 63 | IPP Non-CHP
57099 | WestRock (WA) | STG1 | Wood/Wood Waste Biomass | 64 | Industrial CHP
57100 | Santa Maria LFG Power Plant | EN01 | Landfill Gas | 1.1 | IPP CHP
57101 | J&A-Santa Maria II LLC | 1 | Landfill Gas | 1.4 | IPP CHP
57102 | Whittier LFG Power Plant #1 | EN01 | Landfill Gas | 1.1 | IPP CHP
57102 | Whittier LFG Power Plant #1 | EN02 | Landfill Gas | 1.1 | IPP CHP
57103 | Newark America Mill | 1 | Natural Gas Steam Turbine | 6.3 | Industrial CHP
57106 | Mesalands Comm College Wind Turbine | 1 | Onshore Wind Turbine | 1.5 | Commercial Non-CHP
57107 | Milford Wind Corridor Stage II LLC | 1 | Onshore Wind Turbine | 102 | IPP Non-CHP
57108 | Blue Canyon Windpower V LLC | GEN 1 | Onshore Wind Turbine | 99 | IPP Non-CHP
57109 | Meadow Lake Wind Farm LLC | GEN 1 | Onshore Wind Turbine | 199.7 | IPP Non-CHP
57110 | Blackstone Wind Farm LLC | GEN 1 | Onshore Wind Turbine | 102 | IPP Non-CHP
57111 | Lost Lakes Wind Farm LLC | GEN 1 | Onshore Wind Turbine | 100 | IPP Non-CHP
57112 | Meadow Lake Wind Farm II LLC | GEN1 | Onshore Wind Turbine | 99 | IPP Non-CHP
57113 | Blackstone Wind Farm II LLC | GEN 1 | Onshore Wind Turbine | 200 | IPP Non-CHP
57115 | Meadow Lake Wind Farm III LLC | GEN 1 | Onshore Wind Turbine | 103.5 | IPP Non-CHP
57118 | Greensburg | GEN 1 | Onshore Wind Turbine | 12.5 | IPP Non-CHP
57119 | Koda Biomass Plant | 2222 | Other Waste Biomass | 23.4 | IPP CHP
57120 | Wilton Wind II LLC | 1 | Onshore Wind Turbine | 49.5 | IPP Non-CHP
57121 | Ashtabula Wind II LLC | 1 | Onshore Wind Turbine | 120 | IPP Non-CHP
57122 | UCI Facilities Management Central Plant | CTG1 | Natural Gas Fired Combined Cycle | 13.5 | Commercial CHP
57122 | UCI Facilities Management Central Plant | STG1 | Natural Gas Fired Combined Cycle | 5.5 | Commercial CHP
57123 | Trail Ridge Landfill Gas Recovery | 1 | Landfill Gas | 1.6 | IPP Non-CHP
57123 | Trail Ridge Landfill Gas Recovery | 2 | Landfill Gas | 1.6 | IPP Non-CHP
57123 | Trail Ridge Landfill Gas Recovery | 3 | Landfill Gas | 1.6 | IPP Non-CHP
57123 | Trail Ridge Landfill Gas Recovery | 4 | Landfill Gas | 1.6 | IPP Non-CHP
57123 | Trail Ridge Landfill Gas Recovery | 5 | Landfill Gas | 1.6 | IPP Non-CHP
57123 | Trail Ridge Landfill Gas Recovery | 6 | Landfill Gas | 1.6 | IPP Non-CHP
57124 | Payne's Ferry | PFWP | Onshore Wind Turbine | 21 | IPP Non-CHP
57125 | Camp Reed | CRWP | Onshore Wind Turbine | 22.5 | IPP Non-CHP
57126 | Yahoo Creek | YCWP | Onshore Wind Turbine | 21 | IPP Non-CHP
57128 | G2 Energy Marion LLC | 357 | Landfill Gas | 1.6 | IPP Non-CHP
57128 | G2 Energy Marion LLC | 358 | Landfill Gas | 1.6 | IPP Non-CHP
57128 | G2 Energy Marion LLC | 360 | Landfill Gas | 0.8 | IPP Non-CHP
57130 | Beaver Ridge Wind | BR1 | Onshore Wind Turbine | 4.5 | IPP Non-CHP
57131 | Stoney Corners Wind Farm | SCWF1 | Onshore Wind Turbine | 60 | IPP Non-CHP
57132 | Nine Mile Gas Processing Plant | 1 | Natural Gas Internal Combustion Engine | 2.8 | Industrial Non-CHP
57132 | Nine Mile Gas Processing Plant | 2 | Natural Gas Internal Combustion Engine | 2.8 | Industrial Non-CHP
57132 | Nine Mile Gas Processing Plant | 3 | Natural Gas Internal Combustion Engine | 2.8 | Industrial Non-CHP
57133 | G2 Energy Ostrom Road LLC | 359 | Landfill Gas | 1.9 | IPP Non-CHP
57133 | G2 Energy Ostrom Road LLC | 361 | Landfill Gas | 1.6 | IPP Non-CHP
57134 | OREG 4 Peetz | 1 | All Other | 4.5 | IPP Non-CHP
57135 | Big Sky Wind LLC | 1 | Onshore Wind Turbine | 240 | IPP Non-CHP
57136 | Tuana Springs | 1 | Onshore Wind Turbine | 16.8 | IPP Non-CHP
57137 | Eurus Combine Hills Turbine Ranch 2 | 1 | Onshore Wind Turbine | 63 | IPP Non-CHP
57138 | Savannah River Site Biomass Cogen | 1 | Wood/Wood Waste Biomass | 20.8 | IPP CHP
57139 | Highland Wind Project (PA) | 1 | Onshore Wind Turbine | 62.5 | IPP Non-CHP
57141 | RV CSU Power LLC | CSU1 | Solar Photovoltaic | 1.9 | Commercial Non-CHP
57151 | Beech Ridge Energy LLC | GEN1 | Onshore Wind Turbine | 100.5 | IPP Non-CHP
57152 | Harvest Wind Project | HWP1 | Onshore Wind Turbine | 98.9 | IPP Non-CHP
57153 | Langford Wind Power | 1 | Onshore Wind Turbine | 150 | IPP Non-CHP
57154 | Mesquite Lake Water & Power Plant 1 | 1209 | Wood/Wood Waste Biomass | 18.1 | IPP Non-CHP
57156 | Barton Chapel Wind Farm | BC | Onshore Wind Turbine | 120 | IPP Non-CHP
57159 | Windy Flats Wind Project | GEN1 | Onshore Wind Turbine | 262.2 | IPP Non-CHP
57160 | White River Lock and Dam 1 | LD#1 | Conventional Hydroelectric | 4.3 | IPP Non-CHP
57161 | White River Lock and Dam 2 | LD#2 | Conventional Hydroelectric | 3.5 | IPP Non-CHP
57162 | White River Lock and Dam 3 | LD#3 | Conventional Hydroelectric | 4.3 | IPP Non-CHP
57163 | Calabasas Gas to Energy Facility | GEN1 | Landfill Gas | 4.6 | Commercial Non-CHP
57163 | Calabasas Gas to Energy Facility | GEN2 | Landfill Gas | 4.6 | Commercial Non-CHP
57163 | Calabasas Gas to Energy Facility | GEN3 | Landfill Gas | 4.6 | Commercial Non-CHP
57165 | Farmers Branch Renewable Energy Facility | GEN1 | Landfill Gas | 1.6 | IPP Non-CHP
57165 | Farmers Branch Renewable Energy Facility | GEN2 | Landfill Gas | 1.6 | IPP Non-CHP
57166 | Waste Management Lockwood LFGTE | GEN1 | Landfill Gas | 1.6 | IPP Non-CHP
57166 | Waste Management Lockwood LFGTE | GEN2 | Landfill Gas | 1.6 | IPP Non-CHP
57167 | Mesquite Creek LFGTE Project | GEN1 | Landfill Gas | 1.6 | IPP Non-CHP
57167 | Mesquite Creek LFGTE Project | GEN2 | Landfill Gas | 1.6 | IPP Non-CHP
57168 | Waste Management Naples LFGTE Project | GEN1 | Landfill Gas | 0.8 | IPP Non-CHP
57168 | Waste Management Naples LFGTE Project | GEN2 | Landfill Gas | 0.8 | IPP Non-CHP
57168 | Waste Management Naples LFGTE Project | GEN3 | Landfill Gas | 0.8 | IPP Non-CHP
57168 | Waste Management Naples LFGTE Project | GEN4 | Landfill Gas | 0.8 | IPP Non-CHP
57168 | Waste Management Naples LFGTE Project | GEN5 | Landfill Gas | 0.8 | IPP Non-CHP
57169 | Waste Management Piedmont LFGTE Project | GEN1 | Landfill Gas | 0.8 | IPP Non-CHP
57169 | Waste Management Piedmont LFGTE Project | GEN2 | Landfill Gas | 0.8 | IPP Non-CHP
57169 | Waste Management Piedmont LFGTE Project | GEN3 | Landfill Gas | 0.8 | IPP Non-CHP
57170 | Suburban Landfill Gas Recovery | GEN1 | Landfill Gas | 0.8 | IPP Non-CHP
57170 | Suburban Landfill Gas Recovery | GEN2 | Landfill Gas | 0.8 | IPP Non-CHP
57170 | Suburban Landfill Gas Recovery | GEN3 | Landfill Gas | 0.8 | IPP Non-CHP
57170 | Suburban Landfill Gas Recovery | GEN4 | Landfill Gas | 0.8 | IPP Non-CHP
57170 | Suburban Landfill Gas Recovery | GEN5 | Landfill Gas | 0.8 | IPP Non-CHP
57170 | Suburban Landfill Gas Recovery | GEN6 | Landfill Gas | 0.8 | IPP Non-CHP
57170 | Suburban Landfill Gas Recovery | GEN7 | Landfill Gas | 0.8 | IPP Non-CHP
57171 | Cedar Hills Wind Farm | 1 | Onshore Wind Turbine | 19.5 | Electric Utility
57172 | Glen Ullin Station 6 | 1 | All Other | 5.3 | Electric Utility
57173 | Bridgewater Dairy Anaerobic Digester | 1 | Other Waste Biomass | 0.6 | Industrial Non-CHP
57173 | Bridgewater Dairy Anaerobic Digester | 2 | Other Waste Biomass | 0.6 | Industrial Non-CHP
57174 | Colorado Highlands Wind | CHW1 | Onshore Wind Turbine | 67.2 | IPP Non-CHP
57174 | Colorado Highlands Wind | CHW2 | Onshore Wind Turbine | 23.8 | IPP Non-CHP
57176 | University of Delaware Wind Turbine | FSMW | Onshore Wind Turbine | 2 | Commercial Non-CHP
57177 | Meadow Lake Wind Farm IV | GEN 1 | Onshore Wind Turbine | 98.7 | IPP Non-CHP
57179 | HSCo CHP | 1 | Natural Gas Fired Combustion Turbine | 4 | Commercial CHP
57182 | PPL Frey Farm Landfill Wind | 1 | Onshore Wind Turbine | 3.2 | IPP Non-CHP
57183 | PPL Glendon LFGTE Plant | 1 | Landfill Gas | 1.6 | IPP Non-CHP
57183 | PPL Glendon LFGTE Plant | 2 | Landfill Gas | 1.6 | IPP Non-CHP
57184 | Orono Hydro Station | 1 | Conventional Hydroelectric | 0.5 | IPP Non-CHP
57184 | Orono Hydro Station | 2 | Conventional Hydroelectric | 0.6 | IPP Non-CHP
57184 | Orono Hydro Station | 3 | Conventional Hydroelectric | 0.8 | IPP Non-CHP
57184 | Orono Hydro Station | 4 | Conventional Hydroelectric | 0.8 | IPP Non-CHP
57186 | Chautauqua LFGTE Facility | GEN1 | Landfill Gas | 1.6 | IPP Non-CHP
57186 | Chautauqua LFGTE Facility | GEN2 | Landfill Gas | 1.6 | IPP Non-CHP
57186 | Chautauqua LFGTE Facility | GEN3 | Landfill Gas | 1.6 | IPP Non-CHP
57186 | Chautauqua LFGTE Facility | GEN4 | Landfill Gas | 1.6 | IPP Non-CHP
57186 | Chautauqua LFGTE Facility | GEN5 | Landfill Gas | 1.6 | IPP Non-CHP
57186 | Chautauqua LFGTE Facility | GEN6 | Landfill Gas | 1.6 | IPP Non-CHP
57187 | Pillar Mountain Wind Project | 1 | Onshore Wind Turbine | 4.5 | Electric Utility
57187 | Pillar Mountain Wind Project | 2 | Onshore Wind Turbine | 4.5 | Electric Utility
57188 | Vantage Wind Energy LLC | 1 | Onshore Wind Turbine | 90 | IPP Non-CHP
57189 | Lost Creek Wind Energy Facility | LCW | Onshore Wind Turbine | 150 | IPP Non-CHP
57190 | Little Quinnesec Falls Hydro Project | UNIT1 | Conventional Hydroelectric | 1.9 | IPP Non-CHP
57190 | Little Quinnesec Falls Hydro Project | UNIT2 | Conventional Hydroelectric | 0.8 | IPP Non-CHP
57190 | Little Quinnesec Falls Hydro Project | UNIT3 | Conventional Hydroelectric | 1.9 | IPP Non-CHP
57190 | Little Quinnesec Falls Hydro Project | UNIT4 | Conventional Hydroelectric | 1 | IPP Non-CHP
57190 | Little Quinnesec Falls Hydro Project | UNIT5 | Conventional Hydroelectric | 1 | IPP Non-CHP
57190 | Little Quinnesec Falls Hydro Project | UNIT6 | Conventional Hydroelectric | 2.4 | IPP Non-CHP
57191 | Exelon Solar Chicago | ECS1 | Solar Photovoltaic | 9 | IPP Non-CHP
57192 | Spring Valley Wind Project | WTG | Onshore Wind Turbine | 150 | IPP Non-CHP
57194 | Day County Wind LLC | GE15 | Onshore Wind Turbine | 99 | IPP Non-CHP
57195 | Lower Snake River Wind Energy Project | LSR 1 | Onshore Wind Turbine | 342.7 | Electric Utility
57196 | High Point, POLO | 1 | Petroleum Liquids | 1.8 | Electric Utility
57197 | Blue Wing Solar Energy Generation | 1 | Solar Photovoltaic | 13.9 | IPP Non-CHP
57198 | Bent Tree Wind Farm Phase 1 | 1 | Onshore Wind Turbine | 201.3 | Electric Utility
57199 | Glacier Hills | 1 | Onshore Wind Turbine | 162 | Electric Utility
57200 | Shelby Solar Energy Generation Facility | 1 | Solar Photovoltaic | 1 | IPP Non-CHP
57201 | FPL Energy Montezuma Winds LLC | S2.3 | Onshore Wind Turbine | 36.8 | IPP Non-CHP
57202 | Jacksonville Solar | 1 | Solar Photovoltaic | 15 | IPP Non-CHP
57203 | Wyandot Solar Farm | 1 | Solar Photovoltaic | 10 | IPP Non-CHP
57204 | PSEG Hackettstown | 1 | Solar Photovoltaic | 2.2 | IPP Non-CHP
57205 | CM48 | PV02 | Solar Photovoltaic | 8 | IPP Non-CHP
57205 | CM48 | PV03 | Solar Photovoltaic | 10 | IPP Non-CHP
57205 | CM48 | PV04 | Solar Photovoltaic | 10 | IPP Non-CHP
57205 | CM48 | PV05 | Solar Photovoltaic | 10 | IPP Non-CHP
57205 | CM48 | PV06 | Solar Photovoltaic | 10 | IPP Non-CHP
57206 | Soldotna | 1 | Natural Gas Fired Combustion Turbine | 50 | Electric Utility
57207 | Thomson Reuters Data Center Bldg ES101 | 1 | Petroleum Liquids | 1.2 | Commercial Non-CHP
57208 | Thomson Reuters Data Center Bldg H | 1 | Petroleum Liquids | 2 | Commercial Non-CHP
57208 | Thomson Reuters Data Center Bldg H | 2 | Petroleum Liquids | 2 | Commercial Non-CHP
57208 | Thomson Reuters Data Center Bldg H | 3 | Petroleum Liquids | 2 | Commercial Non-CHP
57208 | Thomson Reuters Data Center Bldg H | 4 | Petroleum Liquids | 2 | Commercial Non-CHP
57210 | Cedar Creek II | 1 | Onshore Wind Turbine | 248.3 | IPP Non-CHP
57211 | Goshen Phase II | 1 | Onshore Wind Turbine | 124.5 | IPP Non-CHP
57212 | EC&R Papalote Creek II LLC | 1 | Onshore Wind Turbine | 200.1 | IPP Non-CHP
57213 | ENEL Salt Wells LLC | 101 | Geothermal | 11.8 | IPP Non-CHP
57213 | ENEL Salt Wells LLC | 201 | Geothermal | 11.8 | IPP Non-CHP
57214 | Waverly Community Wind Project | CAN1 | Onshore Wind Turbine | 0.9 | Electric Utility
57214 | Waverly Community Wind Project | CAN2 | Onshore Wind Turbine | 0.9 | Electric Utility
57214 | Waverly Community Wind Project | SK4 | Onshore Wind Turbine | 0.9 | Electric Utility
57216 | Crayola Solar Project | 1 | Solar Photovoltaic | 1 | IPP Non-CHP
57216 | Crayola Solar Project | 2 | Solar Photovoltaic | 1 | IPP Non-CHP
57216 | Crayola Solar Project | 3 | Solar Photovoltaic | 0.8 | IPP Non-CHP
57217 | Solar Photovoltaic Project #03 | S003A | Solar Photovoltaic | 0.5 | Electric Utility
57217 | Solar Photovoltaic Project #03 | S003B | Solar Photovoltaic | 0.5 | Electric Utility
57219 | Solar Photovoltaic Project #05 | S005A | Solar Photovoltaic | 0.5 | Electric Utility
57219 | Solar Photovoltaic Project #05 | S005B | Solar Photovoltaic | 0.5 | Electric Utility
57219 | Solar Photovoltaic Project #05 | S005C | Solar Photovoltaic | 0.5 | Electric Utility
57219 | Solar Photovoltaic Project #05 | S005D | Solar Photovoltaic | 0.5 | Electric Utility
57219 | Solar Photovoltaic Project #05 | S005E | Solar Photovoltaic | 0.5 | Electric Utility
57220 | Solar Photovoltaic Project #06 | S006A | Solar Photovoltaic | 0.5 | Electric Utility
57220 | Solar Photovoltaic Project #06 | S006B | Solar Photovoltaic | 0.5 | Electric Utility
57220 | Solar Photovoltaic Project #06 | S006C | Solar Photovoltaic | 0.5 | Electric Utility
57220 | Solar Photovoltaic Project #06 | S006D | Solar Photovoltaic | 0.5 | Electric Utility
57221 | Solar Photovoltaic Project #07 | S007A | Solar Photovoltaic | 0.5 | Electric Utility
57221 | Solar Photovoltaic Project #07 | S007B | Solar Photovoltaic | 0.5 | Electric Utility
57221 | Solar Photovoltaic Project #07 | S007C | Solar Photovoltaic | 0.5 | Electric Utility
57221 | Solar Photovoltaic Project #07 | S007D | Solar Photovoltaic | 0.5 | Electric Utility
57221 | Solar Photovoltaic Project #07 | S007E | Solar Photovoltaic | 0.5 | Electric Utility
57222 | Solar Photovoltaic Project #08 | S008A | Solar Photovoltaic | 0.5 | Electric Utility
57222 | Solar Photovoltaic Project #08 | S008B | Solar Photovoltaic | 0.5 | Electric Utility
57222 | Solar Photovoltaic Project #08 | S008C | Solar Photovoltaic | 0.5 | Electric Utility
57222 | Solar Photovoltaic Project #08 | S008D | Solar Photovoltaic | 0.5 | Electric Utility
57223 | Solar Photovoltaic Project #09 | S009A | Solar Photovoltaic | 0.5 | Electric Utility
57223 | Solar Photovoltaic Project #09 | S009B | Solar Photovoltaic | 0.5 | Electric Utility
57224 | Solar Photovoltaic Project #10 | S010A | Solar Photovoltaic | 0.5 | Electric Utility
57224 | Solar Photovoltaic Project #10 | S010B | Solar Photovoltaic | 0.5 | Electric Utility
57224 | Solar Photovoltaic Project #10 | S010C | Solar Photovoltaic | 0.5 | Electric Utility
57225 | Solar Photovoltaic Project #11 | S011A | Solar Photovoltaic | 0.5 | Electric Utility
57225 | Solar Photovoltaic Project #11 | S011B | Solar Photovoltaic | 0.5 | Electric Utility
57225 | Solar Photovoltaic Project #11 | S011C | Solar Photovoltaic | 0.5 | Electric Utility
57225 | Solar Photovoltaic Project #11 | S011D | Solar Photovoltaic | 0.5 | Electric Utility
57225 | Solar Photovoltaic Project #11 | S011E | Solar Photovoltaic | 0.5 | Electric Utility
57225 | Solar Photovoltaic Project #11 | S011F | Solar Photovoltaic | 0.5 | Electric Utility
57225 | Solar Photovoltaic Project #11 | S011G | Solar Photovoltaic | 0.5 | Electric Utility
57226 | Solar Photovoltaic Project #12 | S012A | Solar Photovoltaic | 0.5 | Electric Utility
57227 | Solar Photovoltaic Project #13 | S013A | Solar Photovoltaic | 0.5 | Electric Utility
57227 | Solar Photovoltaic Project #13 | S013B | Solar Photovoltaic | 0.5 | Electric Utility
57227 | Solar Photovoltaic Project #13 | S013C | Solar Photovoltaic | 0.5 | Electric Utility
57227 | Solar Photovoltaic Project #13 | S013D | Solar Photovoltaic | 0.5 | Electric Utility
57227 | Solar Photovoltaic Project #13 | S013E | Solar Photovoltaic | 0.5 | Electric Utility
57227 | Solar Photovoltaic Project #13 | S013F | Solar Photovoltaic | 0.5 | Electric Utility
57227 | Solar Photovoltaic Project #13 | S013G | Solar Photovoltaic | 0.5 | Electric Utility
57229 | Solar Photovoltaic Project #15 | S015A | Solar Photovoltaic | 0.5 | Electric Utility
57229 | Solar Photovoltaic Project #15 | S015B | Solar Photovoltaic | 0.5 | Electric Utility
57229 | Solar Photovoltaic Project #15 | S015C | Solar Photovoltaic | 0.5 | Electric Utility
57229 | Solar Photovoltaic Project #15 | S015D | Solar Photovoltaic | 0.5 | Electric Utility
57229 | Solar Photovoltaic Project #15 | S015E | Solar Photovoltaic | 0.5 | Electric Utility
57229 | Solar Photovoltaic Project #15 | S015F | Solar Photovoltaic | 0.5 | Electric Utility
57229 | Solar Photovoltaic Project #15 | S015G | Solar Photovoltaic | 0.5 | Electric Utility
57230 | Solar Photovoltaic Project #16 | S016A | Solar Photovoltaic | 0.5 | Electric Utility
57230 | Solar Photovoltaic Project #16 | S016B | Solar Photovoltaic | 0.5 | Electric Utility
57230 | Solar Photovoltaic Project #16 | S016C | Solar Photovoltaic | 0.5 | Electric Utility
57231 | Solar Photovoltaic Project #17 | S017A | Solar Photovoltaic | 0.5 | Electric Utility
57231 | Solar Photovoltaic Project #17 | S017B | Solar Photovoltaic | 0.5 | Electric Utility
57231 | Solar Photovoltaic Project #17 | S017C | Solar Photovoltaic | 0.5 | Electric Utility
57231 | Solar Photovoltaic Project #17 | S017D | Solar Photovoltaic | 0.5 | Electric Utility
57231 | Solar Photovoltaic Project #17 | S017E | Solar Photovoltaic | 0.5 | Electric Utility
57231 | Solar Photovoltaic Project #17 | S017F | Solar Photovoltaic | 0.5 | Electric Utility
57231 | Solar Photovoltaic Project #17 | S017G | Solar Photovoltaic | 0.5 | Electric Utility
57232 | Solar Photovoltaic Project #18 | S018A | Solar Photovoltaic | 0.5 | Electric Utility
57232 | Solar Photovoltaic Project #18 | S018B | Solar Photovoltaic | 0.5 | Electric Utility
57232 | Solar Photovoltaic Project #18 | S018C | Solar Photovoltaic | 0.5 | Electric Utility
57236 | Solar Photovoltaic Project #23 | S023A | Solar Photovoltaic | 0.5 | Electric Utility
57236 | Solar Photovoltaic Project #23 | S023B | Solar Photovoltaic | 0.5 | Electric Utility
57236 | Solar Photovoltaic Project #23 | S023C | Solar Photovoltaic | 0.5 | Electric Utility
57236 | Solar Photovoltaic Project #23 | S023D | Solar Photovoltaic | 0.5 | Electric Utility
57236 | Solar Photovoltaic Project #23 | S023E | Solar Photovoltaic | 0.5 | Electric Utility
57237 | Solar Photovoltaic Project #22 | S022A | Solar Photovoltaic | 0.5 | Electric Utility
57237 | Solar Photovoltaic Project #22 | S022B | Solar Photovoltaic | 0.5 | Electric Utility
57237 | Solar Photovoltaic Project #22 | S022C | Solar Photovoltaic | 0.5 | Electric Utility
57237 | Solar Photovoltaic Project #22 | S022D | Solar Photovoltaic | 0.5 | Electric Utility
57239 | Roth Rock Wind Farm LLC | SRRW1 | Onshore Wind Turbine | 40 | IPP Non-CHP
57240 | Roth Rock North Wind Farm, LLC | SRRNW | Onshore Wind Turbine | 10 | IPP Non-CHP
57241 | Gainesville Renewable Energy Center | 1 | Wood/Wood Waste Biomass | 116.1 | IPP Non-CHP
57243 | Cimarron Solar Facility | CIM1 | Solar Photovoltaic | 30.6 | IPP Non-CHP
57244 | Kit Carson Windpower | KCW | Onshore Wind Turbine | 51 | IPP Non-CHP
57245 | Solar Photovoltaic Project #26 | S026A | Solar Photovoltaic | 0.5 | Electric Utility
57245 | Solar Photovoltaic Project #26 | S026B | Solar Photovoltaic | 0.5 | Electric Utility
57245 | Solar Photovoltaic Project #26 | S026C | Solar Photovoltaic | 0.5 | Electric Utility
57245 | Solar Photovoltaic Project #26 | S026D | Solar Photovoltaic | 0.5 | Electric Utility
57245 | Solar Photovoltaic Project #26 | S026E | Solar Photovoltaic | 0.5 | Electric Utility
57245 | Solar Photovoltaic Project #26 | S026F | Solar Photovoltaic | 0.5 | Electric Utility
57245 | Solar Photovoltaic Project #26 | S026G | Solar Photovoltaic | 0.5 | Electric Utility
57245 | Solar Photovoltaic Project #26 | S026H | Solar Photovoltaic | 0.5 | Electric Utility
57245 | Solar Photovoltaic Project #26 | S026I | Solar Photovoltaic | 0.5 | Electric Utility
57245 | Solar Photovoltaic Project #26 | S026J | Solar Photovoltaic | 0.5 | Electric Utility
57245 | Solar Photovoltaic Project #26 | SO26K | Solar Photovoltaic | 0.5 | Electric Utility
57245 | Solar Photovoltaic Project #26 | SO26L | Solar Photovoltaic | 0.5 | Electric Utility
57246 | Solar Photovoltaic Project #27 | S027A | Solar Photovoltaic | 0.5 | Electric Utility
57246 | Solar Photovoltaic Project #27 | S027B | Solar Photovoltaic | 0.5 | Electric Utility
57246 | Solar Photovoltaic Project #27 | S027C | Solar Photovoltaic | 0.5 | Electric Utility
57246 | Solar Photovoltaic Project #27 | S027D | Solar Photovoltaic | 0.5 | Electric Utility
57247 | Solar Photovoltaic Project #28 | S028A | Solar Photovoltaic | 0.5 | Electric Utility
57247 | Solar Photovoltaic Project #28 | S028B | Solar Photovoltaic | 0.5 | Electric Utility
57247 | Solar Photovoltaic Project #28 | S028C | Solar Photovoltaic | 0.5 | Electric Utility
57247 | Solar Photovoltaic Project #28 | S028D | Solar Photovoltaic | 0.5 | Electric Utility
57247 | Solar Photovoltaic Project #28 | S028E | Solar Photovoltaic | 0.5 | Electric Utility
57247 | Solar Photovoltaic Project #28 | S028F | Solar Photovoltaic | 0.5 | Electric Utility
57247 | Solar Photovoltaic Project #28 | S028G | Solar Photovoltaic | 0.5 | Electric Utility
57248 | Welcome Wind Turbine | WIND1 | Onshore Wind Turbine | 2.1 | Electric Utility
57249 | Renewable Energy Services of Ohio | GEN1 | Landfill Gas | 1.6 | IPP Non-CHP
57249 | Renewable Energy Services of Ohio | GEN2 | Landfill Gas | 0.8 | IPP Non-CHP
57250 | Earthmovers LFGTE | 1 | Landfill Gas | 0.8 | Electric Utility
57250 | Earthmovers LFGTE | 2 | Landfill Gas | 0.8 | Electric Utility
57250 | Earthmovers LFGTE | 3 | Landfill Gas | 0.8 | Electric Utility
57250 | Earthmovers LFGTE | 4 | Landfill Gas | 0.8 | Electric Utility
57250 | Earthmovers LFGTE | 5 | Landfill Gas | 0.8 | Electric Utility
57250 | Earthmovers LFGTE | 6 | Landfill Gas | 0.8 | Electric Utility
57251 | Lakota Wind Wind Farm | LAK1 | Onshore Wind Turbine | 10.5 | Electric Utility
57252 | Iowa Lakes Superior Wind Farm | SUP1 | Onshore Wind Turbine | 10.5 | Electric Utility
57253 | MA Military Reservation Wind Project | 1 | Onshore Wind Turbine | 1.5 | IPP Non-CHP
57253 | MA Military Reservation Wind Project | 2 | Onshore Wind Turbine | 1.5 | IPP Non-CHP
57253 | MA Military Reservation Wind Project | 3 | Onshore Wind Turbine | 1.5 | IPP Non-CHP
57254 | Victor Valley CC CPV Solar | 1PV | Solar Photovoltaic | 1 | Commercial Non-CHP
57256 | PA Solar Park | 1 | Solar Photovoltaic | 10.1 | IPP Non-CHP
57257 | Iowa Lakes Community College Wind Farm | VMN82 | Onshore Wind Turbine | 1 | Commercial Non-CHP
57258 | Texico Wind Ranch LP | 1 | Onshore Wind Turbine | 0.7 | IPP Non-CHP
57258 | Texico Wind Ranch LP | 2 | Onshore Wind Turbine | 0.6 | IPP Non-CHP
57258 | Texico Wind Ranch LP | 3 | Onshore Wind Turbine | 0.6 | IPP Non-CHP
57259 | Lubbock Wind Ranch | 1 | Onshore Wind Turbine | 2.5 | IPP Non-CHP
57259 | Lubbock Wind Ranch | 2 | Onshore Wind Turbine | 2.5 | IPP Non-CHP
57259 | Lubbock Wind Ranch | 3 | Onshore Wind Turbine | 2.5 | IPP Non-CHP
57260 | Cedro Hill Wind LLC | 1 | Onshore Wind Turbine | 150 | IPP Non-CHP
57261 | Taloga Wind LLC | 1 | Onshore Wind Turbine | 130 | IPP Non-CHP
57262 | Laredo Ridge Wind LLC | 1 | Onshore Wind Turbine | 79.9 | IPP Non-CHP
57263 | Little Pringle I Wind Farm | LP1 | Onshore Wind Turbine | 10 | IPP Non-CHP
57264 | Little Pringle II Wind Farm | LP2 | Onshore Wind Turbine | 10 | IPP Non-CHP
57265 | Dorchester Solar Site | 1 | Solar Photovoltaic | 1 | Electric Utility
57267 | Marsh Landing Generating Station | 1 | Natural Gas Fired Combustion Turbine | 207 | IPP Non-CHP
57267 | Marsh Landing Generating Station | 2 | Natural Gas Fired Combustion Turbine | 207 | IPP Non-CHP
57267 | Marsh Landing Generating Station | 3 | Natural Gas Fired Combustion Turbine | 207 | IPP Non-CHP
57267 | Marsh Landing Generating Station | 4 | Natural Gas Fired Combustion Turbine | 207 | IPP Non-CHP
57268 | Chestnut Flats Wind Farm | 1 | Onshore Wind Turbine | 38 | IPP Non-CHP
57269 | Haverhill Solar Power Project | 1 | Solar Photovoltaic | 1 | Electric Utility
57270 | NEDC Solar Site | 1 | Solar Photovoltaic | 1 | Electric Utility
57274 | Grant County Wind LLC | 1 | Onshore Wind Turbine | 20 | IPP Non-CHP
57275 | Crescent Dunes Solar Energy | TSE-1 | Solar Thermal with Energy Storage | 125 | IPP Non-CHP
57278 | Crofton Bluffs Wind LLC | CWET1 | Onshore Wind Turbine | 40 | IPP Non-CHP
57280 | Aqua Ingrams Mill | 1 | Solar Photovoltaic | 1 | IPP Non-CHP
57281 | OREG 3 Inc | CS13 | All Other | 5 | IPP Non-CHP
57282 | Alta Wind Energy Center I | AW01 | Onshore Wind Turbine | 150 | IPP Non-CHP
57283 | Flat Water Wind Farm LLC | WTG1 | Onshore Wind Turbine | 60 | IPP Non-CHP
57284 | Minonk Wind Farm | 1 | Onshore Wind Turbine | 200 | IPP Non-CHP
57285 | Sandy Ridge Wind Farm | 1 | Onshore Wind Turbine | 50 | IPP Non-CHP
57286 | OU Spirit Wind Farm | WT1 | Onshore Wind Turbine | 101.2 | Electric Utility
57287 | Hardscrabble Wind Power LLC | 1 | Onshore Wind Turbine | 74 | IPP Non-CHP
57289 | Big Blue | BBWP | Onshore Wind Turbine | 36 | IPP Non-CHP
57290 | Northern Colorado Wind LLC | GE | Onshore Wind Turbine | 22.5 | IPP Non-CHP
57290 | Northern Colorado Wind LLC | SIEM | Onshore Wind Turbine | 151.8 | IPP Non-CHP
57291 | Alta Wind Energy Center II | AW02 | Onshore Wind Turbine | 150 | IPP Non-CHP
57292 | Alta Wind Energy Center III | AW03 | Onshore Wind Turbine | 150 | IPP Non-CHP
57293 | Alta Wind Energy Center IV | AW04 | Onshore Wind Turbine | 102 | IPP Non-CHP
57294 | Alta Wind Energy Center V | AW05 | Onshore Wind Turbine | 168 | IPP Non-CHP
57295 | Alpine Solar | 1 | Solar Photovoltaic | 66 | IPP Non-CHP
57296 | Carleton College | GEN1 | Petroleum Liquids | 2.3 | Commercial Non-CHP
57296 | Carleton College | GEN2 | Petroleum Liquids | 2.3 | Commercial Non-CHP
57296 | Carleton College | WIND1 | Onshore Wind Turbine | 1.6 | Commercial Non-CHP
57296 | Carleton College | WIND2 | Onshore Wind Turbine | 1.6 | Commercial Non-CHP
57298 | Cedar Hills | 1 | Landfill Gas | 0.3 | IPP Non-CHP
57298 | Cedar Hills | 10 | Landfill Gas | 0.3 | IPP Non-CHP
57298 | Cedar Hills | 11 | Landfill Gas | 0.3 | IPP Non-CHP
57298 | Cedar Hills | 12 | Landfill Gas | 0.3 | IPP Non-CHP
57298 | Cedar Hills | 13 | Landfill Gas | 0.3 | IPP Non-CHP
57298 | Cedar Hills | 14 | Landfill Gas | 0.3 | IPP Non-CHP
57298 | Cedar Hills | 15 | Landfill Gas | 0.3 | IPP Non-CHP
57298 | Cedar Hills | 16 | Landfill Gas | 0.3 | IPP Non-CHP
57298 | Cedar Hills | 17 | Landfill Gas | 0.3 | IPP Non-CHP
57298 | Cedar Hills | 18 | Landfill Gas | 0.3 | IPP Non-CHP
57298 | Cedar Hills | 2 | Landfill Gas | 0.3 | IPP Non-CHP
57298 | Cedar Hills | 3 | Landfill Gas | 0.3 | IPP Non-CHP
57298 | Cedar Hills | 4 | Landfill Gas | 0.3 | IPP Non-CHP
57298 | Cedar Hills | 5 | Landfill Gas | 0.3 | IPP Non-CHP
57298 | Cedar Hills | 6 | Landfill Gas | 0.3 | IPP Non-CHP
57298 | Cedar Hills | 7 | Landfill Gas | 0.3 | IPP Non-CHP
57298 | Cedar Hills | 8 | Landfill Gas | 0.3 | IPP Non-CHP
57298 | Cedar Hills | 9 | Landfill Gas | 0.3 | IPP Non-CHP
57299 | Dunlap | 1 | Onshore Wind Turbine | 111 | Electric Utility
57300 | Criterion | 1 | Onshore Wind Turbine | 70 | IPP Non-CHP
57301 | Dutch Wind Energy | DEC | Onshore Wind Turbine | 8 | IPP Non-CHP
57302 | Garnet Wind Energy Center | 1 | Onshore Wind Turbine | 6.5 | IPP Non-CHP
57303 | Loraine Windpark Project LLC | LWG1 | Onshore Wind Turbine | 75 | IPP Non-CHP
57303 | Loraine Windpark Project LLC | LWG2 | Onshore Wind Turbine | 75 | IPP Non-CHP
57305 | Adelanto Solar Project | 1 | Solar Photovoltaic | 10 | Electric Utility
57306 | Pine Tree Solar Project | 1 | Solar Photovoltaic | 8.5 | Electric Utility
57309 | Pacific Cruise Ship Terminals Berth 93 | 1 | Solar Photovoltaic | 1.1 | Commercial Non-CHP
57310 | 1420 Coil Av #C | 1 | Solar Photovoltaic | 1.3 | Commercial Non-CHP
57311 | Occidental College Solar Project | 1 | Solar Photovoltaic | 1 | Commercial Non-CHP
57313 | Metro Support Services Center Solar | 1 | Solar Photovoltaic | 1.2 | Commercial Non-CHP
57314 | Los Angeles Harbor College | 1 | Solar Photovoltaic | 1.2 | Commercial Non-CHP
57315 | Cedar Point Wind | 1-139 | Onshore Wind Turbine | 252 | IPP Non-CHP
57317 | San Luis Valley Solar Ranch | 1 | Solar Photovoltaic | 35 | IPP Non-CHP
57318 | Copper Crossing Solar LLC | 1 | Solar Photovoltaic | 20 | IPP Non-CHP
57319 | Big Horn Wind II | 1 | Onshore Wind Turbine | 50 | IPP Non-CHP
57320 | Juniper Canyon I Wind Project | 1 | Onshore Wind Turbine | 151.2 | IPP Non-CHP
57321 | Mayberry Solar LLC | 1PV | Solar Photovoltaic | 1.2 | IPP Non-CHP
57322 | Mont Belvieu Cogeneration Unit | GT01 | Natural Gas Fired Combustion Turbine | 15 | Industrial CHP
57323 | Sierra SunTower Solar Gen Station | UNIT1 | Solar Thermal without Energy Storage | 7.5 | IPP Non-CHP
57325 | FPL Energy Illinois Wind LLC | BFT | Batteries | 20 | IPP Non-CHP
57325 | FPL Energy Illinois Wind LLC | GE1.5 | Onshore Wind Turbine | 217.5 | IPP Non-CHP
57326 | Sunray Wind I | WND1 | Onshore Wind Turbine | 49.5 | IPP Non-CHP
57327 | Top of the World Windpower Project | TOTW1 | Onshore Wind Turbine | 200 | IPP Non-CHP
57330 | Kent County Wastewater Treatment Solar | 1 | Solar Photovoltaic | 1.2 | IPP Non-CHP
57331 | Mojave Solar Project | MSP1 | Solar Thermal without Energy Storage | 140 | IPP Non-CHP
57331 | Mojave Solar Project | MSP2 | Solar Thermal without Energy Storage | 140 | IPP Non-CHP
57332 | Crossroads Wind Farm | 1-98 | Onshore Wind Turbine | 227 | Electric Utility
57333 | Leaning Juniper Wind Power II | 1 | Onshore Wind Turbine | 201 | IPP Non-CHP
57334 | DE Solar 10240 Old Dowd Rd | PV01 | Solar Photovoltaic | 1.9 | Electric Utility
57335 | DE Solar 657 Brigham Rd | PV01 | Solar Photovoltaic | 1.3 | Electric Utility
57336 | DE Solar 1725 Drywall Dr | PV01 | Solar Photovoltaic | 1 | Electric Utility
57337 | Dover Sun Park | 1 | Solar Photovoltaic | 10 | IPP Non-CHP
57338 | Roadrunner Solar | 1 | Solar Photovoltaic | 20.2 | IPP Non-CHP
57341 | Silver Lake Solar Farm | SILV | Solar Photovoltaic | 1.7 | Electric Utility
57342 | White Oak Energy LLC | 1 | Onshore Wind Turbine | 150 | IPP Non-CHP
57343 | Cargill B6 Biofactory | 1 | Other Waste Biomass | 1.1 | IPP CHP
57343 | Cargill B6 Biofactory | 2 | Other Waste Biomass | 1.1 | IPP CHP
57344 | Cargill Dry Creek Biofactory | GS1 | Other Waste Biomass | 0.8 | Industrial CHP
57344 | Cargill Dry Creek Biofactory | GS2 | Other Waste Biomass | 0.8 | Industrial CHP
57344 | Cargill Dry Creek Biofactory | GS3 | Other Waste Biomass | 0.8 | Industrial CHP
57345 | Cargill Kettle Butte Biofactory | 1 | Other Waste Biomass | 0.9 | IPP CHP
57345 | Cargill Kettle Butte Biofactory | 2 | Other Waste Biomass | 0.9 | IPP CHP
57346 | Elk City LLC | 1 | Onshore Wind Turbine | 98.9 | IPP Non-CHP
57346 | Elk City LLC | 2 | Onshore Wind Turbine | 99.2 | IPP Non-CHP
57347 | Baldwin Wind LLC | GE1 | Onshore Wind Turbine | 102.4 | IPP Non-CHP
57348 | CityCenter Central Plant Cogen Units | UNITA | Natural Gas Fired Combustion Turbine | 4.3 | Commercial CHP
57348 | CityCenter Central Plant Cogen Units | UNITB | Natural Gas Fired Combustion Turbine | 4.3 | Commercial CHP
57349 | Garrison Energy Center LLC | CTG1 | Natural Gas Fired Combined Cycle | 235 | IPP Non-CHP
57349 | Garrison Energy Center LLC | STG2 | Natural Gas Fired Combined Cycle | 126 | IPP Non-CHP
57351 | Uilk Wind LLC | FA01 | Onshore Wind Turbine | 1.5 | Commercial Non-CHP
57351 | Uilk Wind LLC | FA02 | Onshore Wind Turbine | 1.5 | Commercial Non-CHP
57351 | Uilk Wind LLC | FA03 | Onshore Wind Turbine | 1.5 | Commercial Non-CHP
57352 | Trenton Solar Farm | TREN | Solar Photovoltaic | 1 | Electric Utility
57353 | Thermo No 1 | 2 | Geothermal | 14 | IPP Non-CHP
57354 | Fox Island Wind LLC | 1 | Onshore Wind Turbine | 4.5 | IPP Non-CHP
57356 | Henrico | 1 | Landfill Gas | 0.3 | IPP Non-CHP
57356 | Henrico | 10 | Landfill Gas | 0.3 | IPP Non-CHP
57356 | Henrico | 11 | Landfill Gas | 0.3 | IPP Non-CHP
57356 | Henrico | 12 | Landfill Gas | 0.3 | IPP Non-CHP
57356 | Henrico | 2 | Landfill Gas | 0.3 | IPP Non-CHP
57356 | Henrico | 3 | Landfill Gas | 0.3 | IPP Non-CHP
57356 | Henrico | 4 | Landfill Gas | 0.3 | IPP Non-CHP
57356 | Henrico | 5 | Landfill Gas | 0.3 | IPP Non-CHP
57356 | Henrico | 6 | Landfill Gas | 0.3 | IPP Non-CHP
57356 | Henrico | 7 | Landfill Gas | 0.3 | IPP Non-CHP
57356 | Henrico | 8 | Landfill Gas | 0.3 | IPP Non-CHP
57356 | Henrico | 9 | Landfill Gas | 0.3 | IPP Non-CHP
57357 | Red Mesa Wind LLC | EXIS | Onshore Wind Turbine | 102.4 | IPP Non-CHP
57358 | Keenan II Renewable Energy Co LLC | 1 | Onshore Wind Turbine | 151.8 | IPP Non-CHP
57359 | Avenal Park | 1 | Solar Photovoltaic | 6 | IPP Non-CHP
57360 | Sun City Project LLC | 1 | Solar Photovoltaic | 20 | IPP Non-CHP
57361 | Sand Drag LLC | 1 | Solar Photovoltaic | 19 | IPP Non-CHP
57362 | Morgantown Solar Park | 1 | Solar Photovoltaic | 2 | IPP Non-CHP
57363 | 510 REPP One | 1 | Solar Photovoltaic | 1.3 | IPP Non-CHP
57364 | Siphon Drop Power Plant | 1 | Conventional Hydroelectric | 2.2 | IPP Non-CHP
57364 | Siphon Drop Power Plant | 2 | Conventional Hydroelectric | 2.2 | IPP Non-CHP
57365 | MP Durham LLC | 1A | Landfill Gas | 1.1 | IPP Non-CHP
57365 | MP Durham LLC | 1B | Landfill Gas | 1.1 | IPP Non-CHP
57365 | MP Durham LLC | 1C | Landfill Gas | 1.1 | IPP Non-CHP
57366 | MP Wayne LLC | 1A | Landfill Gas | 1.1 | IPP Non-CHP
57366 | MP Wayne LLC | 1B | Landfill Gas | 1.1 | IPP Non-CHP
57366 | MP Wayne LLC | 1C | Landfill Gas | 1.1 | IPP Non-CHP
57367 | Pocono Solar Project | POCON | Solar Photovoltaic | 3 | Commercial Non-CHP
57368 | Cogentrix of Alamosa | 1 | Solar Photovoltaic | 30 | IPP Non-CHP
57369 | Questa Solar Facility | QST | Solar Photovoltaic | 1 | IPP Non-CHP
57372 | Bellevue Solar Project | INV-1 | Solar Photovoltaic | 1.6 | IPP Non-CHP
57373 | Agua Caliente Solar Project | AGU1 | Solar Photovoltaic | 90.7 | IPP Non-CHP
57373 | Agua Caliente Solar Project | AGU2 | Solar Photovoltaic | 136 | IPP Non-CHP
57373 | Agua Caliente Solar Project | AGU3 | Solar Photovoltaic | 121 | IPP Non-CHP
57374 | Lakefield Wind Project LLC | LAKE1 | Onshore Wind Turbine | 205.5 | IPP Non-CHP
57375 | Adams Wind Generations LLC | AWG | Onshore Wind Turbine | 20 | IPP Non-CHP
57376 | Jersey Valley Geothermal Power Plant | OEC 1 | Geothermal | 16 | IPP Non-CHP
57376 | Jersey Valley Geothermal Power Plant | OEC 2 | Geothermal | 7.5 | IPP Non-CHP
57377 | Greater Sandhill I | GS-P1 | Solar Photovoltaic | 10 | IPP Non-CHP
57377 | Greater Sandhill I | GS-P2 | Solar Photovoltaic | 9 | IPP Non-CHP
57378 | AV Solar Ranch One | AVSR | Solar Photovoltaic | 253 | IPP Non-CHP
57379 | Dry Lake Wind II LLC | 1 | Onshore Wind Turbine | 65.1 | IPP Non-CHP
57380 | New England Wind LLC | 1 | Onshore Wind Turbine | 28.5 | IPP Non-CHP
57381 | Linden Solar Farm | LIND | Solar Photovoltaic | 2.7 | Electric Utility
57382 | Yardville Solar Farm | YARD | Solar Photovoltaic | 3.6 | Electric Utility
57383 | WEA Texas Bayonne | BAYO | Solar Photovoltaic | 1.5 | Electric Utility
57384 | Matrix Buildings A&B (Perth Amboy) Solar | MATR | Solar Photovoltaic | 2.5 | Electric Utility
57385 | Community Wind North LLC | 34505 | Onshore Wind Turbine | 30 | IPP Non-CHP
57386 | Ridgewind | WTG1 | Onshore Wind Turbine | 25.3 | IPP Non-CHP
57387 | Ashtabula Wind III LLC | GE16 | Onshore Wind Turbine | 62.4 | IPP Non-CHP
57390 | GSK York RDC Solar Facility | 1 | Solar Photovoltaic | 2.6 | IPP Non-CHP
57392 | UASTP I | UATP1 | Solar Photovoltaic | 1.2 | Electric Utility
57393 | Big Sky Dairy Digester | GEN1 | Other Waste Biomass | 0.8 | IPP Non-CHP
57393 | Big Sky Dairy Digester | GEN2 | Other Waste Biomass | 0.8 | IPP Non-CHP
57394 | Genesis Solar Energy Project | GEN01 | Solar Thermal without Energy Storage | 125 | IPP Non-CHP
57394 | Genesis Solar Energy Project | GEN02 | Solar Thermal without Energy Storage | 125 | IPP Non-CHP
57396 | Danielson Wind Farms LLC | DWF | Onshore Wind Turbine | 20 | IPP Non-CHP
57397 | Dow Jones South Brunswick Solar | PV01 | Solar Photovoltaic | 2.5 | IPP Non-CHP
57397 | Dow Jones South Brunswick Solar | PV02 | Solar Photovoltaic | 1.6 | IPP Non-CHP
57399 | Cannelton Hydroelectric Plant | CG1 | Conventional Hydroelectric | 29.3 | Electric Utility
57399 | Cannelton Hydroelectric Plant | CG2 | Conventional Hydroelectric | 29.3 | Electric Utility
57399 | Cannelton Hydroelectric Plant | CG3 | Conventional Hydroelectric | 29.3 | Electric Utility
57401 | Willow Island Hydroelectric Plant | WIG1 | Conventional Hydroelectric | 22 | Electric Utility
57401 | Willow Island Hydroelectric Plant | WIG2 | Conventional Hydroelectric | 22 | Electric Utility
57402 | Taylorsville Solar LLC | TAY1 | Solar Photovoltaic | 1.2 | IPP Non-CHP
57403 | Northwest Regional | GEN1 | Landfill Gas | 1.6 | IPP Non-CHP
57403 | Northwest Regional | GEN2 | Landfill Gas | 1.6 | IPP Non-CHP
57404 | Oneida Herkimer | GEN1 | Landfill Gas | 1.6 | IPP Non-CHP
57404 | Oneida Herkimer | GEN2 | Landfill Gas | 1.6 | IPP Non-CHP
57405 | Eagle Valley (MI) | GEN1 | Landfill Gas | 1.6 | IPP Non-CHP
57405 | Eagle Valley (MI) | GEN2 | Landfill Gas | 1.6 | IPP Non-CHP
57406 | Prairie View IL | GEN1 | Landfill Gas | 1.6 | IPP Non-CHP
57406 | Prairie View IL | GEN2 | Landfill Gas | 1.6 | IPP Non-CHP
57406 | Prairie View IL | GEN3 | Landfill Gas | 1.6 | IPP Non-CHP
57408 | Prairie Bluff | GEN1 | Landfill Gas | 1.6 | IPP Non-CHP
57409 | West Camden | GEN1 | Landfill Gas | 1.6 | IPP Non-CHP
57409 | West Camden | GEN2 | Landfill Gas | 1.6 | IPP Non-CHP
57409 | West Camden | GEN3 | Landfill Gas | 1.6 | IPP Non-CHP
57410 | Geneva | GEN1 | Landfill Gas | 0.8 | IPP Non-CHP
57410 | Geneva | GEN2 | Landfill Gas | 0.8 | IPP Non-CHP
57410 | Geneva | GEN3 | Landfill Gas | 0.8 | IPP Non-CHP
57410 | Geneva | GEN4 | Landfill Gas | 0.8 | IPP Non-CHP
57410 | Geneva | GEN5 | Landfill Gas | 0.8 | IPP Non-CHP
57411 | Mahoning | GEN1 | Landfill Gas | 0.8 | IPP Non-CHP
57411 | Mahoning | GEN2 | Landfill Gas | 0.8 | IPP Non-CHP
57411 | Mahoning | GEN3 | Landfill Gas | 0.8 | IPP Non-CHP
57411 | Mahoning | GEN4 | Landfill Gas | 0.8 | IPP Non-CHP
57411 | Mahoning | GEN5 | Landfill Gas | 0.8 | IPP Non-CHP
57412 | Knouse Solar Project 1 | 1 | Solar Photovoltaic | 3 | Industrial Non-CHP
57414 | Notus Wind 1 | 1 | Onshore Wind Turbine | 1.7 | IPP Non-CHP
57415 | Sherbino II | 1 | Onshore Wind Turbine | 145 | IPP Non-CHP
57417 | Elk Wind Farm | NORD | Onshore Wind Turbine | 40.8 | IPP Non-CHP
57419 | RPI Fuel Cell LLC | 0001 | Other Natural Gas | 3 | IPP CHP
57420 | UTS SJ1 LLC | 0001 | Other Natural Gas | 1.5 | IPP CHP
57421 | Gratiot Wind Park | 1 | Onshore Wind Turbine | 102 | Electric Utility
57422 | Yolo County Solar Project | 1 | Solar Photovoltaic | 1 | Commercial Non-CHP
57424 | Buffalo Ridge II LLC | 1 | Onshore Wind Turbine | 210 | IPP Non-CHP
57425 | Double A Digester | 1 | Other Waste Biomass | 1.5 | IPP CHP
57425 | Double A Digester | 2 | Other Waste Biomass | 1.5 | IPP CHP
57425 | Double A Digester | 3 | Other Waste Biomass | 1.5 | IPP CHP
57427 | Ryegrass Windfarm | 1 | Onshore Wind Turbine | 23 | IPP Non-CHP
57428 | Hammett Hill Windfarm | 1 | Onshore Wind Turbine | 23 | IPP Non-CHP
57429 | Mainline Windfarm | 1 | Onshore Wind Turbine | 23 | IPP Non-CHP
57430 | Desert Meadow Windfarm | 1 | Onshore Wind Turbine | 23 | IPP Non-CHP
57431 | Cold Springs Windfarm | 1 | Onshore Wind Turbine | 23 | IPP Non-CHP
57432 | Oak Glen Wind Farm | 1 | Onshore Wind Turbine | 44 | Electric Utility
57433 | Bellefontaine Gas Producers LLC | 1 | Landfill Gas | 1.6 | IPP Non-CHP
57433 | Bellefontaine Gas Producers LLC | 2 | Landfill Gas | 1.6 | IPP Non-CHP
57433 | Bellefontaine Gas Producers LLC | 3 | Landfill Gas | 1.6 | IPP Non-CHP
57434 | Valley View Transmission LLC | VVT | Onshore Wind Turbine | 10 | IPP Non-CHP
57435 | Solar Star North Carolina II LLC | 1 | Solar Photovoltaic | 1.3 | IPP Non-CHP
57435 | Solar Star North Carolina II LLC | 2 | Solar Photovoltaic | 1.3 | IPP Non-CHP
57435 | Solar Star North Carolina II LLC | 3 | Solar Photovoltaic | 1.3 | IPP Non-CHP
57435 | Solar Star North Carolina II LLC | 4 | Solar Photovoltaic | 1.3 | IPP Non-CHP
57435 | Solar Star North Carolina II LLC | 5 | Solar Photovoltaic | 1.3 | IPP Non-CHP
57436 | Davidson Gas Producers LLC | 1 | Landfill Gas | 1.6 | IPP Non-CHP
57437 | Juniper Ridge Hydroelectric Project | 21-01 | Conventional Hydroelectric | 5 | IPP Non-CHP
57438 | 6th St Solar Park of Gainesville FL | 1 | Solar Photovoltaic | 1.6 | IPP Non-CHP
57439 | California Valley Solar Ranch | HPR2 | Solar Photovoltaic | 32.3 | IPP Non-CHP
57439 | California Valley Solar Ranch | HPR2A | Solar Photovoltaic | 21 | IPP Non-CHP
57439 | California Valley Solar Ranch | HPR2B | Solar Photovoltaic | 86.5 | IPP Non-CHP
57439 | California Valley Solar Ranch | HPR2C | Solar Photovoltaic | 70 | IPP Non-CHP
57439 | California Valley Solar Ranch | HPR2D | Solar Photovoltaic | 40 | IPP Non-CHP
57441 | Solar Photovoltaic Project #42 | S42A | Solar Photovoltaic | 0.5 | Electric Utility
57441 | Solar Photovoltaic Project #42 | S42B | Solar Photovoltaic | 0.5 | Electric Utility
57441 | Solar Photovoltaic Project #42 | S42C | Solar Photovoltaic | 0.5 | Electric Utility
57441 | Solar Photovoltaic Project #42 | S42D | Solar Photovoltaic | 0.5 | Electric Utility
57441 | Solar Photovoltaic Project #42 | S42E | Solar Photovoltaic | 0.5 | Electric Utility
57441 | Solar Photovoltaic Project #42 | S42F | Solar Photovoltaic | 0.5 | Electric Utility
57441 | Solar Photovoltaic Project #42 | S42G | Solar Photovoltaic | 0.5 | Electric Utility
57441 | Solar Photovoltaic Project #42 | S42H | Solar Photovoltaic | 0.5 | Electric Utility
57441 | Solar Photovoltaic Project #42 | S42I | Solar Photovoltaic | 0.5 | Electric Utility
57441 | Solar Photovoltaic Project #42 | S42J | Solar Photovoltaic | 0.5 | Electric Utility
57442 | Silver State Solar Power North | 56188 | Solar Photovoltaic | 52 | IPP Non-CHP
57443 | Pine Tree Acres WM LFGTE | GEN1 | Landfill Gas | 1.6 | IPP Non-CHP
57443 | Pine Tree Acres WM LFGTE | GEN2 | Landfill Gas | 1.6 | IPP Non-CHP
57443 | Pine Tree Acres WM LFGTE | GEN3 | Landfill Gas | 1.6 | IPP Non-CHP
57443 | Pine Tree Acres WM LFGTE | GEN4 | Landfill Gas | 1.6 | IPP Non-CHP
57443 | Pine Tree Acres WM LFGTE | GEN5 | Landfill Gas | 1.6 | IPP Non-CHP
57443 | Pine Tree Acres WM LFGTE | GEN6 | Landfill Gas | 1.6 | IPP Non-CHP
57443 | Pine Tree Acres WM LFGTE | GEN7 | Landfill Gas | 1.6 | IPP Non-CHP
57443 | Pine Tree Acres WM LFGTE | GEN8 | Landfill Gas | 1.6 | IPP Non-CHP
57444 | Two Ponds Windfarm | 1 | Onshore Wind Turbine | 23 | IPP Non-CHP
57446 | McGinness Hills | 1 | Geothermal | 20 | IPP Non-CHP
57446 | McGinness Hills | 2 | Geothermal | 20 | IPP Non-CHP
57446 | McGinness Hills | 3 | Geothermal | 12 | IPP Non-CHP
57446 | McGinness Hills | OEC21 | Geothermal | 18 | IPP Non-CHP
57446 | McGinness Hills | OEC22 | Geothermal | 18 | IPP Non-CHP
57446 | McGinness Hills | OEC23 | Geothermal | 12 | IPP Non-CHP
57447 | Laurel Mountain | 1 | Onshore Wind Turbine | 97.6 | IPP Non-CHP
57447 | Laurel Mountain | 2 | Batteries | 32 | IPP Non-CHP
57448 | Pilesgrove | PILE | Solar Photovoltaic | 18 | IPP Non-CHP
57449 | Blue Creek Wind Project | 1 | Onshore Wind Turbine | 302 | IPP Non-CHP
57451 | Tuscarora Geothermal Power Plant | G9200 | Geothermal | 12 | IPP Non-CHP
57451 | Tuscarora Geothermal Power Plant | G9250 | Geothermal | 12 | IPP Non-CHP
57455 | NRG Solar Borrego I | SB1 | Solar Photovoltaic | 26 | IPP Non-CHP
57456 | San Emidio | SE-U1 | Geothermal | 11.8 | IPP Non-CHP
57457 | Seneca Sustainable Energy LLC | 1 | Wood/Wood Waste Biomass | 19.8 | Industrial Non-CHP
57458 | 145 Talmadge Solar | 1 | Solar Photovoltaic | 3.8 | IPP Non-CHP
57459 | Mountain View IV | 1 | Onshore Wind Turbine | 49 | IPP Non-CHP
57460 | Caltech Central | CL00 | Other Waste Biomass | 0.1 | IPP Non-CHP
57460 | Caltech Central | CL01 | Other Waste Biomass | 0.1 | IPP Non-CHP
57460 | Caltech Central | CL02 | Other Waste Biomass | 0.1 | IPP Non-CHP
57460 | Caltech Central | CL03 | Other Waste Biomass | 0.1 | IPP Non-CHP
57460 | Caltech Central | CL04 | Other Waste Biomass | 0.1 | IPP Non-CHP
57460 | Caltech Central | CL05 | Other Waste Biomass | 0.1 | IPP Non-CHP
57460 | Caltech Central | CL06 | Other Waste Biomass | 0.1 | IPP Non-CHP
57460 | Caltech Central | CL07 | Other Waste Biomass | 0.1 | IPP Non-CHP
57460 | Caltech Central | CL08 | Other Waste Biomass | 0.1 | IPP Non-CHP
57460 | Caltech Central | CL09 | Other Waste Biomass | 0.1 | IPP Non-CHP
57460 | Caltech Central | CL10 | Other Waste Biomass | 0.1 | IPP Non-CHP
57461 | Martins Creek Solar NC, LLC | 1 | Solar Photovoltaic | 1 | IPP Non-CHP
57462 | Napoleon Solar I | 1 | Solar Photovoltaic | 8 | IPP Non-CHP
57463 | Bishop Hill Energy LLC | 1 | Onshore Wind Turbine | 200 | IPP Non-CHP
57465 | Romark PA Solar | 1 | Solar Photovoltaic | 1.8 | IPP Non-CHP
57466 | Blue Ridge Landfill | GEN1 | Landfill Gas | 1.6 | IPP Non-CHP
57466 | Blue Ridge Landfill | GEN2 | Landfill Gas | 1.6 | IPP Non-CHP
57466 | Blue Ridge Landfill | GEN3 | Landfill Gas | 1.6 | IPP Non-CHP
57466 | Blue Ridge Landfill | GEN4 | Landfill Gas | 1.6 | IPP Non-CHP
57467 | Westervelt Moundville Cogen | TG1 | Wood/Wood Waste Biomass | 8.8 | Industrial CHP
57468 | Crystal Lake 3 LLC | GE1.5 | Onshore Wind Turbine | 66 | IPP Non-CHP
57469 | Garden Wind LLC | GE1.5 | Onshore Wind Turbine | 150 | IPP Non-CHP
57470 | Marlboro Mill | MG1 | Wood/Wood Waste Biomass | 51.4 | Industrial CHP
57471 | Murray Hill Solar | MHNJ | Solar Photovoltaic | 1 | IPP Non-CHP
57473 | Dartmouth Solar | DSMA | Solar Photovoltaic | 1.6 | IPP Non-CHP
57474 | Ralls Wind Farm | 1 | Onshore Wind Turbine | 10 | IPP Non-CHP
57475 | John L. Featherstone Plant | HRP1 | Geothermal | 55 | IPP Non-CHP
57476 | TSGT Mobile Generator #15 | M15G | Petroleum Liquids | 2 | Electric Utility
57481 | Chittenden County Solar Partners | 01 | Solar Photovoltaic | 2.2 | IPP Non-CHP
57482 | Sentinel Energy Center, LLC | CTG1 | Natural Gas Fired Combustion Turbine | 100 | IPP Non-CHP
57482 | Sentinel Energy Center, LLC | CTG2 | Natural Gas Fired Combustion Turbine | 100 | IPP Non-CHP
57482 | Sentinel Energy Center, LLC | CTG3 | Natural Gas Fired Combustion Turbine | 100 | IPP Non-CHP
57482 | Sentinel Energy Center, LLC | CTG4 | Natural Gas Fired Combustion Turbine | 100 | IPP Non-CHP
57482 | Sentinel Energy Center, LLC | CTG5 | Natural Gas Fired Combustion Turbine | 100 | IPP Non-CHP
57482 | Sentinel Energy Center, LLC | CTG6 | Natural Gas Fired Combustion Turbine | 100 | IPP Non-CHP
57482 | Sentinel Energy Center, LLC | CTG7 | Natural Gas Fired Combustion Turbine | 100 | IPP Non-CHP
57482 | Sentinel Energy Center, LLC | CTG8 | Natural Gas Fired Combustion Turbine | 100 | IPP Non-CHP
57483 | Mariposa Energy Project | CTG1 | Natural Gas Fired Combustion Turbine | 49.9 | IPP Non-CHP
57483 | Mariposa Energy Project | CTG2 | Natural Gas Fired Combustion Turbine | 49.9 | IPP Non-CHP
57483 | Mariposa Energy Project | CTG3 | Natural Gas Fired Combustion Turbine | 49.9 | IPP Non-CHP
57483 | Mariposa Energy Project | CTG4 | Natural Gas Fired Combustion Turbine | 49.9 | IPP Non-CHP
57484 | Manzana Wind LLC | GEN1 | Onshore Wind Turbine | 189 | IPP Non-CHP
57485 | Flemington Solar | FSNJ | Solar Photovoltaic | 8 | IPP Non-CHP
57486 | Frenchtown I Solar | F1NJ | Solar Photovoltaic | 3 | IPP Non-CHP
57487 | Frenchtown II Solar | F2NJ | Solar Photovoltaic | 3 | IPP Non-CHP
57488 | Lebanon Solar | LSNJ | Solar Photovoltaic | 2 | IPP Non-CHP
57489 | Oak Grove Gas Producers | G1 | Landfill Gas | 1.6 | IPP Non-CHP
57489 | Oak Grove Gas Producers | G2 | Landfill Gas | 2 | IPP Non-CHP
57490 | Imperial Solar Energy Center South | 56819 | Solar Photovoltaic | 128.9 | IPP Non-CHP
57491 | Imperial Solar Energy Center West | 56819 | Solar Photovoltaic | 148.7 | IPP Non-CHP
57492 | Sampson County Landfill | GEN1 | Landfill Gas | 1.6 | IPP Non-CHP
57492 | Sampson County Landfill | GEN2 | Landfill Gas | 1.6 | IPP Non-CHP
57492 | Sampson County Landfill | GEN3 | Landfill Gas | 1.6 | IPP Non-CHP
57492 | Sampson County Landfill | GEN4 | Landfill Gas | 1.6 | IPP Non-CHP
57492 | Sampson County Landfill | GEN5 | Landfill Gas | 1.6 | IPP Non-CHP
57492 | Sampson County Landfill | GEN6 | Landfill Gas | 1.6 | IPP Non-CHP
57493 | Settlers Trail Wind Farm LLC | STWF | Onshore Wind Turbine | 150.4 | IPP Non-CHP
57494 | Masser Farms Realty Solar | MFRS | Solar Photovoltaic | 1 | IPP Non-CHP
57496 | Tieton Dam Hydro Electric Project | UNIT1 | Conventional Hydroelectric | 6.9 | Electric Utility
57496 | Tieton Dam Hydro Electric Project | UNIT2 | Conventional Hydroelectric | 6.9 | Electric Utility
57497 | Stroud Solar Station | 1 | Solar Photovoltaic | 20 | Electric Utility
57498 | Five Points Solar Station | 1 | Solar Photovoltaic | 15 | Electric Utility
57499 | Westside Solar Station | 1 | Solar Photovoltaic | 15 | Electric Utility
57500 | Laurel Wind Farm | LWF | Onshore Wind Turbine | 119.6 | Electric Utility
57501 | Rolling Hills Wind Farm | RHWF | Onshore Wind Turbine | 443.9 | Electric Utility
57502 | Perdido | 1 | Landfill Gas | 1.6 | Electric Utility
57502 | Perdido | 2 | Landfill Gas | 1.6 | Electric Utility
57504 | TECO CHP-1 | CHP1 | Natural Gas Fired Combustion Turbine | 48 | Commercial CHP
57505 | Monroe Generating Station | 1 | Natural Gas Fired Combustion Turbine | 15 | Electric Utility
57505 | Monroe Generating Station | 2 | Natural Gas Fired Combustion Turbine | 15 | Electric Utility
57506 | FRV SI Transport Solar LP | SEIM | Solar Photovoltaic | 1 | IPP Non-CHP
57507 | RV CSU Power II LLC | CSUII | Solar Photovoltaic | 3 | Commercial Non-CHP
57509 | Carson Solar I | 1 | Solar Photovoltaic | 2 | IPP Non-CHP
57514 | Ocotillo Express LLC | WTG | Onshore Wind Turbine | 265.4 | IPP Non-CHP
57515 | Walnut Creek Energy Park | GT1 | Natural Gas Fired Combustion Turbine | 100 | IPP Non-CHP
57515 | Walnut Creek Energy Park | GT2 | Natural Gas Fired Combustion Turbine | 100 | IPP Non-CHP
57515 | Walnut Creek Energy Park | GT3 | Natural Gas Fired Combustion Turbine | 100 | IPP Non-CHP
57515 | Walnut Creek Energy Park | GT4 | Natural Gas Fired Combustion Turbine | 100 | IPP Non-CHP
57515 | Walnut Creek Energy Park | GT5 | Natural Gas Fired Combustion Turbine | 100 | IPP Non-CHP
57516 | KODE Novus I | NOVUS | Onshore Wind Turbine | 80 | IPP Non-CHP
57517 | DeWind Frisco | FRISC | Onshore Wind Turbine | 20 | IPP Non-CHP
57519 | Trexlertown Solar Array North and South | GEN1 | Solar Photovoltaic | 1.9 | Industrial Non-CHP
57520 | Trinity Hills | 1 | Onshore Wind Turbine | 225 | IPP Non-CHP
57521 | Giffen | 1 | Solar Photovoltaic | 10 | Electric Utility
57522 | Cantua Solar Station | 1 | Solar Photovoltaic | 20 | Electric Utility
57523 | Huron Solar Station | 1 | Solar Photovoltaic | 20 | Electric Utility
57524 | Roger Road WWTP | 1 | Solar Photovoltaic | 1.1 | IPP Non-CHP
57525 | Kapaa Photovoltaic Project | KSPV | Solar Photovoltaic | 1 | IPP Non-CHP
57526 | North Hurlburt Wind LLC | NORTH | Onshore Wind Turbine | 265 | IPP Non-CHP
57529 | Kawailoa Wind | 1 | Onshore Wind Turbine | 69 | IPP Non-CHP
57530 | Palouse | 1 | Onshore Wind Turbine | 105.3 | IPP Non-CHP
57531 | Bingham Wind | 1 | Onshore Wind Turbine | 186 | IPP Non-CHP
57534 | Solar Photovoltaic Project #32 | S32A | Solar Photovoltaic | 0.5 | Electric Utility
57534 | Solar Photovoltaic Project #32 | S32B | Solar Photovoltaic | 0.5 | Electric Utility
57534 | Solar Photovoltaic Project #32 | S32C | Solar Photovoltaic | 0.5 | Electric Utility
57535 | Solar Photovoltaic Project #33 | S33A | Solar Photovoltaic | 0.5 | Electric Utility
57535 | Solar Photovoltaic Project #33 | S33B | Solar Photovoltaic | 0.5 | Electric Utility
57540 | Solar Photovoltaic Project #44 | S44A | Solar Photovoltaic | 0.5 | Electric Utility
57540 | Solar Photovoltaic Project #44 | S44B | Solar Photovoltaic | 0.5 | Electric Utility
57540 | Solar Photovoltaic Project #44 | S44C | Solar Photovoltaic | 0.5 | Electric Utility
57540 | Solar Photovoltaic Project #44 | S44D | Solar Photovoltaic | 0.5 | Electric Utility
57540 | Solar Photovoltaic Project #44 | S44E | Solar Photovoltaic | 0.5 | Electric Utility
57540 | Solar Photovoltaic Project #44 | S44F | Solar Photovoltaic | 0.5 | Electric Utility
57540 | Solar Photovoltaic Project #44 | S44G | Solar Photovoltaic | 0.5 | Electric Utility
57540 | Solar Photovoltaic Project #44 | S44H | Solar Photovoltaic | 0.5 | Electric Utility
57540 | Solar Photovoltaic Project #44 | S44I | Solar Photovoltaic | 0.5 | Electric Utility
57540 | Solar Photovoltaic Project #44 | S44J | Solar Photovoltaic | 0.5 | Electric Utility
57540 | Solar Photovoltaic Project #44 | S44K | Solar Photovoltaic | 0.5 | Electric Utility
57540 | Solar Photovoltaic Project #44 | S44L | Solar Photovoltaic | 0.5 | Electric Utility
57540 | Solar Photovoltaic Project #44 | S44M | Solar Photovoltaic | 0.5 | Electric Utility
57540 | Solar Photovoltaic Project #44 | S44N | Solar Photovoltaic | 0.5 | Electric Utility
57540 | Solar Photovoltaic Project #44 | S44O | Solar Photovoltaic | 0.5 | Electric Utility
57540 | Solar Photovoltaic Project #44 | S44P | Solar Photovoltaic | 0.5 | Electric Utility
57544 | California State University San Bernardi | FC01 | Other Natural Gas | 1.4 | Electric Utility
57547 | Winona County Wind LLC | WCW | Onshore Wind Turbine | 1.5 | IPP Non-CHP
57549 | South Hurlburt Wind LLC | SOUTH | Onshore Wind Turbine | 290 | IPP Non-CHP
57550 | Horseshoe Bend Wind LLC | HORSE | Onshore Wind Turbine | 290 | IPP Non-CHP
57551 | Garland Canal Power Plant | MAIN | Conventional Hydroelectric | 2.9 | IPP Non-CHP
57553 | Shirley Wind | 1 | Onshore Wind Turbine | 20 | IPP Non-CHP
57554 | AFA Solar Farm | AFA1 | Solar Photovoltaic | 5.5 | IPP Non-CHP
57555 | Pio Pico Energy Center | CTG1 | Natural Gas Fired Combustion Turbine | 107 | IPP Non-CHP
57555 | Pio Pico Energy Center | CTG2 | Natural Gas Fired Combustion Turbine | 107 | IPP Non-CHP
57555 | Pio Pico Energy Center | CTG3 | Natural Gas Fired Combustion Turbine | 107 | IPP Non-CHP
57556 | La Senita | 1 | Solar Photovoltaic | 1 | Electric Utility
57557 | Sunnyvale City of WPCP | S-14 | Landfill Gas | 0.8 | Electric Utility
57557 | Sunnyvale City of WPCP | S-15 | Landfill Gas | 0.8 | Electric Utility
57559 | Sunset Reservoir North Basin | 1 | Solar Photovoltaic | 4.5 | IPP Non-CHP
57560 | Chino Solar Valley | PV1 | Solar Photovoltaic | 19 | Electric Utility
57561 | Cotton Center Solar | PV1 | Solar Photovoltaic | 17 | Electric Utility
57562 | Paloma Solar | PV1 | Solar Photovoltaic | 17.6 | Electric Utility
57563 | Hyder Solar | PV1 | Solar Photovoltaic | 17 | Electric Utility
57563 | Hyder Solar | PV2 | Solar Photovoltaic | 5 | Electric Utility
57564 | Algonquin Power Sanger LLC | CTG | Natural Gas Fired Combined Cycle | 49 | IPP CHP
57564 | Algonquin Power Sanger LLC | STG2 | Natural Gas Fired Combined Cycle | 12.5 | IPP CHP
57565 | RP-Orlando, LLC | 1 | Solar Photovoltaic | 5.1 | IPP Non-CHP
57566 | GE 1.7-100 Prototype | 1.7SF | Onshore Wind Turbine | 1.8 | IPP Non-CHP
57567 | Albuquerque Solar Energy Center | ASEC1 | Solar Photovoltaic | 2 | Electric Utility
57568 | Record Hill Wind | RHW | Onshore Wind Turbine | 50.6 | IPP Non-CHP
57570 | Cooper Farms VW Project | WTG | Onshore Wind Turbine | 4.5 | Industrial Non-CHP
57571 | Los Lunas Solar Energy Center | LLSEC | Solar Photovoltaic | 5 | Electric Utility
57571 | Los Lunas Solar Energy Center | LMS2 | Solar Photovoltaic | 2 | Electric Utility
57573 | CCCSD Wastewater Treatment Plnt | S188 | Natural Gas Fired Combustion Turbine | 3.5 | Commercial CHP
57574 | ETS Ewing Solar Facility | ETS1 | Solar Photovoltaic | 1.3 | IPP Non-CHP
57575 | Deming Solar Energy Center | DSEC | Solar Photovoltaic | 5 | Electric Utility
57575 | Deming Solar Energy Center | HON2 | Solar Photovoltaic | 4 | Electric Utility
57576 | Las Vegas Solar Energy Center | LVSEC | Solar Photovoltaic | 5 | Electric Utility
57577 | Alamogordo Solar Energy Center | AGSEC | Solar Photovoltaic | 5 | Electric Utility
57578 | PaTu Wind Farm LLC | PATU | Onshore Wind Turbine | 9 | IPP Non-CHP
57579 | Robert O Schulz Solar Farm | 1 | Solar Photovoltaic | 0.9 | Electric Utility
57579 | Robert O Schulz Solar Farm | 2 | Solar Photovoltaic | 0.4 | Electric Utility
57580 | Broadridge Cogen | CG1 | Natural Gas Internal Combustion Engine | 2.1 | IPP CHP
57580 | Broadridge Cogen | CG2 | Natural Gas Internal Combustion Engine | 2.1 | IPP CHP
57581 | Allenwood | 1 | Landfill Gas | 1.6 | IPP Non-CHP
57581 | Allenwood | 2 | Landfill Gas | 1.6 | IPP Non-CHP
57582 | Lycoming County | 1 | Landfill Gas | 1.6 | IPP Non-CHP
57582 | Lycoming County | 2 | Landfill Gas | 1.6 | IPP Non-CHP
57583 | Battery Energy Storage System | BESS | Batteries | 40 | Electric Utility
57584 | University of California San Diego | BS1 | Batteries | 2.5 | Commercial CHP
57584 | University of California San Diego | NT2 | Natural Gas Fired Combined Cycle | 15 | Commercial CHP
57584 | University of California San Diego | ST1 | Natural Gas Fired Combined Cycle | 15 | Commercial CHP
57584 | University of California San Diego | STG | Natural Gas Fired Combined Cycle | 3 | Commercial CHP
57585 | Oxnard Paper Mill | 1 | Natural Gas Fired Combustion Turbine | 29 | Industrial CHP
57586 | Shiloh III Wind Project LLC | 1 | Onshore Wind Turbine | 102.5 | IPP Non-CHP
57588 | Matrix Stults Road Solar Facility | STULT | Solar Photovoltaic | 2.6 | Electric Utility
57589 | Long Island Solar Farm LLC | 9WUBN | Solar Photovoltaic | 31.5 | IPP Non-CHP
57590 | Minco Wind I, LLC | 1 | Onshore Wind Turbine | 99.2 | IPP Non-CHP
57591 | Hatch Solar Energy Center I, LLC | 1 | Solar Photovoltaic | 5 | IPP Non-CHP
57593 | Broken Bow Wind LLC | 1 | Onshore Wind Turbine | 79.9 | IPP Non-CHP
57594 | Teichert Materials-Teichert Vernalis | WTG1 | Onshore Wind Turbine | 1.5 | IPP Non-CHP
57595 | Pinnacle Wind Force LLC | 1 | Onshore Wind Turbine | 55.2 | IPP Non-CHP
57597 | Cana Gas Processing Plant | 3005 | Petroleum Liquids | 2.5 | Industrial Non-CHP
57597 | Cana Gas Processing Plant | 3006 | Petroleum Liquids | 2.5 | Industrial Non-CHP
57597 | Cana Gas Processing Plant | 6214 | Petroleum Liquids | 2.5 | Industrial Non-CHP
57598 | Bridge Street 1 & 2 | BS1 | Petroleum Liquids | 2.6 | Electric Utility
57598 | Bridge Street 1 & 2 | BS2 | Petroleum Liquids | 2.6 | Electric Utility
57599 | Fort Hill 1, 2, 3 & 4 | FH1 | Petroleum Liquids | 2.6 | Electric Utility
57599 | Fort Hill 1, 2, 3 & 4 | FH2 | Petroleum Liquids | 2.6 | Electric Utility
57599 | Fort Hill 1, 2, 3 & 4 | FH3 | Petroleum Liquids | 2.6 | Electric Utility
57599 | Fort Hill 1, 2, 3 & 4 | FH4 | Petroleum Liquids | 2.6 | Electric Utility
57600 | Fishers Island 1 | FI1 | Petroleum Liquids | 2.6 | Electric Utility
57601 | Gary Court 1 & 2 | GC1 | Petroleum Liquids | 2.6 | Electric Utility
57601 | Gary Court 1 & 2 | GC2 | Petroleum Liquids | 2.6 | Electric Utility
57602 | Jewett City 1 | JC1 | Petroleum Liquids | 2.6 | Electric Utility
57603 | LNG 1 & 2 | LNG1 | Petroleum Liquids | 2.6 | Electric Utility
57603 | LNG 1 & 2 | LNG2 | Petroleum Liquids | 2.6 | Electric Utility
57604 | Lebanon Pines 1 & 2 | LP1 | Petroleum Liquids | 2.6 | Electric Utility
57604 | Lebanon Pines 1 & 2 | LP2 | Petroleum Liquids | 2.6 | Electric Utility
57605 | Water Treatment 1 & 2 | WT1 | Petroleum Liquids | 2.6 | Electric Utility
57605 | Water Treatment 1 & 2 | WT2 | Petroleum Liquids | 2.6 | Electric Utility
57606 | Eastside WWTP | 1 | Petroleum Liquids | 1.8 | Electric Utility
57606 | Eastside WWTP | 2 | Petroleum Liquids | 1.8 | Electric Utility
57606 | Eastside WWTP | 3 | Petroleum Liquids | 1.8 | Electric Utility
57607 | Ward WTP | 1 | Petroleum Liquids | 1 | Electric Utility
57607 | Ward WTP | 2 | Petroleum Liquids | 1 | Electric Utility
57608 | Westside WWTP | 1 | Petroleum Liquids | 1.8 | Electric Utility
57609 | New Harvest Wind Project LLC | 1 | Onshore Wind Turbine | 100 | IPP Non-CHP
57613 | LE Wind Turbine 1 | WTG1 | Onshore Wind Turbine | 2.5 | Industrial Non-CHP
57614 | Waverly Wind Farm LLC | GEN1 | Onshore Wind Turbine | 199 | IPP Non-CHP
57616 | Blue Canyon Windpower VI LLC | GEN1 | Onshore Wind Turbine | 100 | IPP Non-CHP
57617 | Hidalgo Wind Farm LLC | GEN1 | Onshore Wind Turbine | 250 | IPP Non-CHP
57620 | Paulding Wind Farm II | GEN1 | Onshore Wind Turbine | 99 | IPP Non-CHP
57621 | Rising Tree Wind Farm | GEN1 | Onshore Wind Turbine | 79.2 | IPP Non-CHP
57624 | Norwich WWTP | 1 | Petroleum Liquids | 2 | Commercial Non-CHP
57625 | Bos Dairy, LLC | BOS2 | Other Waste Biomass | 0.7 | Industrial Non-CHP
57625 | Bos Dairy, LLC | BOS3 | Other Waste Biomass | 0.4 | Industrial Non-CHP
57626 | Foundation ST | WTG1 | Onshore Wind Turbine | 2 | IPP Non-CHP
57629 | Gaston Memorial Hospital | GMH1 | Petroleum Liquids | 1.8 | Commercial Non-CHP
57630 | Long Creek Waste Water Plant | ES1 | Petroleum Liquids | 1.7 | Commercial Non-CHP
57630 | Long Creek Waste Water Plant | ES2 | Petroleum Liquids | 1.7 | Commercial Non-CHP
57630 | Long Creek Waste Water Plant | ES3 | Petroleum Liquids | 1.7 | Commercial Non-CHP
57631 | Wolverine | 1 | Onshore Wind Turbine | 1.5 | IPP Non-CHP
57632 | Bulldog | 1 | Onshore Wind Turbine | 1.5 | IPP Non-CHP
57635 | Linden Wind Energy Project | LW1 | Onshore Wind Turbine | 50 | Electric Utility
57636 | Auburn LFG Energy Facility | 1 | Landfill Gas | 1.1 | IPP Non-CHP
57636 | Auburn LFG Energy Facility | 3 | Landfill Gas | 1.1 | IPP Non-CHP
57637 | Union City Wind Turbine | 1 | Onshore Wind Turbine | 1 | IPP Non-CHP
57638 | Randolph Eastern School Wind Turbine | 1 | Onshore Wind Turbine | 1 | Commercial Non-CHP
57639 | Ironwood Wind | 1 | Onshore Wind Turbine | 167.9 | IPP Non-CHP
57640 | 500 Virginia Solar | 1 | Solar Photovoltaic | 1 | IPP Non-CHP
57643 | Vestas Towers America, Inc. | V100 | Onshore Wind Turbine | 1.8 | Industrial Non-CHP
57644 | Prairie Rose Wind Farm | PR1 | Onshore Wind Turbine | 200 | IPP Non-CHP
57645 | City & County of Denver at Denver Int'l | PV1 | Solar Photovoltaic | 3.4 | IPP Non-CHP
57646 | McCormick & Co. Inc. at Belcamp | PV1 | Solar Photovoltaic | 1.4 | IPP Non-CHP
57647 | Toys R Us- DE, Inc. at Mt. Olive, NJ | PV1 | Solar Photovoltaic | 4.1 | IPP Non-CHP
57648 | Zotos International WPGF | WT1 | Onshore Wind Turbine | 1.7 | Industrial Non-CHP
57648 | Zotos International WPGF | WT2 | Onshore Wind Turbine | 1.7 | Industrial Non-CHP
57649 | Elm Creek Wind II LLC | 1 | Onshore Wind Turbine | 148.8 | IPP Non-CHP
57650 | Regulus Solar Project | FRV4 | Solar Photovoltaic | 60 | IPP Non-CHP
57651 | FRV Cygnus Solar Project | FRV3 | Solar Photovoltaic | 20 | IPP Non-CHP
57652 | Yamhill Solar LLC | 1 | Solar Photovoltaic | 1 | IPP Non-CHP
57653 | Oregon State University Energy Center | CTG | Natural Gas Fired Combined Cycle | 5.5 | Commercial CHP
57653 | Oregon State University Energy Center | STG | Natural Gas Fired Combined Cycle | 1 | Commercial CHP
57654 | Town of Falmouth WWTP | WIND1 | Onshore Wind Turbine | 1.7 | Commercial Non-CHP
57654 | Town of Falmouth WWTP | WIND2 | Onshore Wind Turbine | 1.7 | Commercial Non-CHP
57655 | Bakersfield College Solar 01 | BC01 | Solar Photovoltaic | 1.1 | Commercial Non-CHP
57656 | Temescal Canyon RV, LLC | 1 | Solar Photovoltaic | 1.5 | IPP Non-CHP
57657 | Avra Valley Solar | 1 | Solar Photovoltaic | 26.5 | IPP Non-CHP
57660 | Vineland Mays Landing Solar | VNLND | Solar Photovoltaic | 4.3 | IPP Non-CHP
57661 | Manalapan Village Solar | MANVL | Solar Photovoltaic | 3.5 | IPP Non-CHP
57662 | McGraw Hill Solar | MCGRH | Solar Photovoltaic | 12 | IPP Non-CHP
57663 | Cimarron Windpower II | 1 | Onshore Wind Turbine | 131 | IPP Non-CHP
57664 | Astoria Energy II | CT3 | Natural Gas Fired Combined Cycle | 200 | IPP Non-CHP
57664 | Astoria Energy II | CT4 | Natural Gas Fired Combined Cycle | 200 | IPP Non-CHP
57664 | Astoria Energy II | ST2 | Natural Gas Fired Combined Cycle | 250 | IPP Non-CHP
57665 | SAF Hydroelectric LLC | 1 | Conventional Hydroelectric | 0.6 | IPP Non-CHP
57665 | SAF Hydroelectric LLC | 10 | Conventional Hydroelectric | 0.6 | IPP Non-CHP
57665 | SAF Hydroelectric LLC | 11 | Conventional Hydroelectric | 0.6 | IPP Non-CHP
57665 | SAF Hydroelectric LLC | 12 | Conventional Hydroelectric | 0.6 | IPP Non-CHP
57665 | SAF Hydroelectric LLC | 13 | Conventional Hydroelectric | 0.6 | IPP Non-CHP
57665 | SAF Hydroelectric LLC | 14 | Conventional Hydroelectric | 0.6 | IPP Non-CHP
57665 | SAF Hydroelectric LLC | 15 | Conventional Hydroelectric | 0.6 | IPP Non-CHP
57665 | SAF Hydroelectric LLC | 16 | Conventional Hydroelectric | 0.6 | IPP Non-CHP
57665 | SAF Hydroelectric LLC | 2 | Conventional Hydroelectric | 0.6 | IPP Non-CHP
57665 | SAF Hydroelectric LLC | 3 | Conventional Hydroelectric | 0.6 | IPP Non-CHP
57665 | SAF Hydroelectric LLC | 4 | Conventional Hydroelectric | 0.6 | IPP Non-CHP
57665 | SAF Hydroelectric LLC | 5 | Conventional Hydroelectric | 0.6 | IPP Non-CHP
57665 | SAF Hydroelectric LLC | 6 | Conventional Hydroelectric | 0.6 | IPP Non-CHP
57665 | SAF Hydroelectric LLC | 7 | Conventional Hydroelectric | 0.6 | IPP Non-CHP
57665 | SAF Hydroelectric LLC | 8 | Conventional Hydroelectric | 0.6 | IPP Non-CHP
57665 | SAF Hydroelectric LLC | 9 | Conventional Hydroelectric | 0.6 | IPP Non-CHP
57666 | Foxwoods CoGen | CT1 | Natural Gas Fired Combined Cycle | 6.6 | Commercial CHP
57666 | Foxwoods CoGen | CT2 | Natural Gas Fired Combined Cycle | 6.6 | Commercial CHP
57666 | Foxwoods CoGen | STG1 | Natural Gas Fired Combined Cycle | 3 | Commercial CHP
57667 | Seabrook Solar Plant | P21A | Solar Photovoltaic | 1.5 | IPP Non-CHP
57667 | Seabrook Solar Plant | P21B | Solar Photovoltaic | 1.5 | IPP Non-CHP
57667 | Seabrook Solar Plant | P2P2 | Solar Photovoltaic | 0.8 | IPP Non-CHP
57667 | Seabrook Solar Plant | SBS1 | Solar Photovoltaic | 3 | IPP Non-CHP
57668 | CASD Solar | CASDE | Solar Photovoltaic | 0.9 | Commercial Non-CHP
57668 | CASD Solar | CASDW | Solar Photovoltaic | 0.4 | Commercial Non-CHP
57669 | SMUD at Grundman | PV1 | Solar Photovoltaic | 17 | IPP Non-CHP
57670 | SMUD at Van Conett | PV1 | Solar Photovoltaic | 2.9 | IPP Non-CHP
57671 | SMUD at Fleshman | PV1 | Solar Photovoltaic | 2.9 | IPP Non-CHP
57672 | Oakdale Renewable Energy Plant | GE1 | Natural Gas Internal Combustion Engine | 1.4 | Commercial Non-CHP
57672 | Oakdale Renewable Energy Plant | GE2 | Natural Gas Internal Combustion Engine | 1.4 | Commercial Non-CHP
57673 | Macys Goodyear | 1 | Solar Photovoltaic | 3.5 | IPP Non-CHP
57674 | Indian Orchard PV Facility | 1 | Solar Photovoltaic | 2.3 | Electric Utility
57675 | Pioneer Trail Wind Farm, LLC | PTWF | Onshore Wind Turbine | 150.4 | IPP Non-CHP
57676 | Silver Lake Solar Photovoltaic Facility | 1 | Solar Photovoltaic | 1.8 | Electric Utility
57677 | Murphy Farm Power, LLC | 1 | Solar Photovoltaic | 1 | IPP Non-CHP
57678 | Post Rock Wind Power Project, LLC | 1 | Onshore Wind Turbine | 201 | IPP Non-CHP
57680 | Arlington Valley Solar Energy II | AVSE1 | Solar Photovoltaic | 19 | IPP Non-CHP
57680 | Arlington Valley Solar Energy II | AVSE2 | Solar Photovoltaic | 28 | IPP Non-CHP
57680 | Arlington Valley Solar Energy II | AVSE3 | Solar Photovoltaic | 28 | IPP Non-CHP
57680 | Arlington Valley Solar Energy II | AVSE4 | Solar Photovoltaic | 26 | IPP Non-CHP
57680 | Arlington Valley Solar Energy II | AVSE5 | Solar Photovoltaic | 28 | IPP Non-CHP
57681 | City of Boulder WWTP | 1 | Solar Photovoltaic | 1 | IPP Non-CHP
57682 | City of Madera WWTP | 1 | Solar Photovoltaic | 1.2 | IPP Non-CHP
57683 | Staples La Mirada, CA | 1 | Solar Photovoltaic | 1.1 | IPP Non-CHP
57684 | Goodsprings Waste Heat Recovery | HR1 | All Other | 7.5 | Electric Utility
57685 | Rinehart | 1 | Solar Photovoltaic | 10 | IPP Non-CHP
57687 | CS Murphy Point, LLC | 1 | Solar Photovoltaic | 1 | IPP Non-CHP
57689 | Norden 1-3 | NORD1 | Petroleum Liquids | 2 | Electric Utility
57689 | Norden 1-3 | NORD2 | Petroleum Liquids | 2 | Electric Utility
57689 | Norden 1-3 | NORD3 | Petroleum Liquids | 2 | Electric Utility
57690 | Turnbull Hydro | 1 | Conventional Hydroelectric | 5.3 | IPP Non-CHP
57690 | Turnbull Hydro | 2 | Conventional Hydroelectric | 7.7 | IPP Non-CHP
57692 | DOE Golden NWTC Load Side | SEPV | Solar Photovoltaic | 1.1 | Commercial Non-CHP
57693 | DOE Golden NWTC Turbine Side | ALSTO | Onshore Wind Turbine | 3 | Commercial Non-CHP
57693 | DOE Golden NWTC Turbine Side | GAMES | Onshore Wind Turbine | 2 | Commercial Non-CHP
57693 | DOE Golden NWTC Turbine Side | GEDOE | Onshore Wind Turbine | 1.5 | Commercial Non-CHP
57693 | DOE Golden NWTC Turbine Side | SIEM | Onshore Wind Turbine | 2.3 | Commercial Non-CHP
57694 | DOE Golden NREL Main Campus | MESA | Solar Photovoltaic | 0.7 | Commercial Non-CHP
57694 | DOE Golden NREL Main Campus | PARKG | Solar Photovoltaic | 1.2 | Commercial Non-CHP
57694 | DOE Golden NREL Main Campus | PARKL | Solar Photovoltaic | 0.5 | Commercial Non-CHP
57694 | DOE Golden NREL Main Campus | RSF1 | Solar Photovoltaic | 0.4 | Commercial Non-CHP
57694 | DOE Golden NREL Main Campus | RSF2 | Solar Photovoltaic | 0.4 | Commercial Non-CHP
57694 | DOE Golden NREL Main Campus | STF | Solar Photovoltaic | 0.1 | Commercial Non-CHP
57695 | Topaz Solar Farm | TPZ1 | Solar Photovoltaic | 129.8 | IPP Non-CHP
57695 | Topaz Solar Farm | TPZ2 | Solar Photovoltaic | 151.2 | IPP Non-CHP
57695 | Topaz Solar Farm | TPZ3 | Solar Photovoltaic | 102.1 | IPP Non-CHP
57695 | Topaz Solar Farm | TPZ4 | Solar Photovoltaic | 90.3 | IPP Non-CHP
57695 | Topaz Solar Farm | TPZ5 | Solar Photovoltaic | 112.5 | IPP Non-CHP
57696 | Power Generation Station (PGS) 2 | 1 | Other Waste Biomass | 4.6 | Commercial CHP
57697 | Aerojet I | 1 | Solar Photovoltaic | 3 | IPP Non-CHP
57698 | Aerojet II | 1 | Solar Photovoltaic | 2.7 | IPP Non-CHP
57699 | Webberville Solar Project | AES1 | Solar Photovoltaic | 30 | IPP Non-CHP
57700 | Vasco Winds | 1 | Onshore Wind Turbine | 78.2 | IPP Non-CHP
57701 | Montezuma Wind II | 1 | Onshore Wind Turbine | 78.2 | IPP Non-CHP
57702 | Signal Hill West Unit | 1 | Other Gases | 5.7 | Industrial Non-CHP
57703 | Cheyenne Prairie Generating Station | 01A | Natural Gas Fired Combined Cycle | 40 | Electric Utility
57703 | Cheyenne Prairie Generating Station | 01B | Natural Gas Fired Combined Cycle | 40 | Electric Utility
57703 | Cheyenne Prairie Generating Station | 01C | Natural Gas Fired Combined Cycle | 20 | Electric Utility
57703 | Cheyenne Prairie Generating Station | 02A | Natural Gas Fired Combustion Turbine | 40 | Electric Utility
57706 | Blue Water Renewables Inc | 1 | Landfill Gas | 1.6 | IPP Non-CHP
57706 | Blue Water Renewables Inc | 2 | Landfill Gas | 1.6 | IPP Non-CHP
57707 | Mesquite Solar 1 | 1 | Solar Photovoltaic | 16 | IPP Non-CHP
57707 | Mesquite Solar 1 | 10 | Solar Photovoltaic | 12 | IPP Non-CHP
57707 | Mesquite Solar 1 | 11 | Solar Photovoltaic | 16 | IPP Non-CHP
57707 | Mesquite Solar 1 | 12 | Solar Photovoltaic | 16 | IPP Non-CHP
57707 | Mesquite Solar 1 | 2 | Solar Photovoltaic | 16 | IPP Non-CHP
57707 | Mesquite Solar 1 | 3 | Solar Photovoltaic | 10 | IPP Non-CHP
57707 | Mesquite Solar 1 | 4 | Solar Photovoltaic | 16 | IPP Non-CHP
57707 | Mesquite Solar 1 | 5 | Solar Photovoltaic | 16 | IPP Non-CHP
57707 | Mesquite Solar 1 | 6 | Solar Photovoltaic | 8 | IPP Non-CHP
57707 | Mesquite Solar 1 | 7 | Solar Photovoltaic | 16 | IPP Non-CHP
57707 | Mesquite Solar 1 | 8 | Solar Photovoltaic | 12 | IPP Non-CHP
57707 | Mesquite Solar 1 | 9 | Solar Photovoltaic | 16 | IPP Non-CHP
57708 | Catalina Solar LLC | INV | Solar Photovoltaic | 110 | IPP Non-CHP
57710 | Stephentown Spindle | SRS1 | Flywheels | 20 | IPP Non-CHP
57713 | Rohr Inc, a UTC Aerospace Systems Company | 151 | Natural Gas Internal Combustion Engine | 3.2 | Industrial CHP
57713 | Rohr Inc, a UTC Aerospace Systems Company | 152 | Natural Gas Internal Combustion Engine | 3.2 | Industrial CHP
57713 | Rohr Inc, a UTC Aerospace Systems Company | 153 | Natural Gas Internal Combustion Engine | 3.2 | Industrial CHP
57714 | City of Palo Alto | GEN1 | Natural Gas Internal Combustion Engine | 1.1 | Electric Utility
57714 | City of Palo Alto | GEN2 | Natural Gas Internal Combustion Engine | 1.1 | Electric Utility
57714 | City of Palo Alto | GEN3 | Natural Gas Internal Combustion Engine | 1.1 | Electric Utility
57714 | City of Palo Alto | GEN4 | Natural Gas Internal Combustion Engine | 1.1 | Electric Utility
57715 | Watkins Manufacturing Co. | GEN1 | Natural Gas Internal Combustion Engine | 1 | Industrial Non-CHP
57715 | Watkins Manufacturing Co. | GEN2 | Natural Gas Internal Combustion Engine | 1 | Industrial Non-CHP
57716 | Hazle Spindle | HRS1 | Flywheels | 20 | IPP Non-CHP
57717 | UASTP II | UATP2 | Solar Photovoltaic | 4 | Electric Utility
57721 | Berkshire Wind Power Project | BWP | Onshore Wind Turbine | 15 | Electric Utility
57722 | North Palm Springs 4A | 1 | Solar Photovoltaic | 4 | IPP Non-CHP
57723 | Johnson Matthey, Inc. Solar | PV1 | Solar Photovoltaic | 4 | IPP Non-CHP
57724 | NJMC Landfill | NJMC | Solar Photovoltaic | 2.5 | Electric Utility
57725 | Shiloh IV Wind Project LLC | 1 | Onshore Wind Turbine | 102.5 | IPP Non-CHP
57726 | Summit Associates | SUMA | Solar Photovoltaic | 1.9 | Electric Utility
57727 | BlackRock-Matrix | BLAR | Solar Photovoltaic | 2.5 | Electric Utility
57728 | Mill Creek Solar | MILLC | Solar Photovoltaic | 3.5 | Electric Utility
57729 | Lake Hodges Hydroelectric Facility | 1 | Hydroelectric Pumped Storage | 21 | Electric Utility
57729 | Lake Hodges Hydroelectric Facility | 2 | Hydroelectric Pumped Storage | 21 | Electric Utility
57732 | UMM Wind Turbine | UMM1 | Onshore Wind Turbine | 1.7 | Commercial Non-CHP
57733 | Benjamin Moore & Co. Solar | PV1 | Solar Photovoltaic | 1.4 | Commercial Non-CHP
57734 | Cherry Hill | CH | Solar Photovoltaic | 1.1 | IPP Non-CHP
57735 | UCSD Fuel Cell Plant | UCSD | Other Waste Biomass | 3 | IPP Non-CHP
57736 | SPS1 Dollarhide | 1 | Solar Photovoltaic | 10 | IPP Non-CHP
57737 | SPS2 Jal | 1 | Solar Photovoltaic | 10 | IPP Non-CHP
57738 | SPS3 Lea | 1 | Solar Photovoltaic | 10 | IPP Non-CHP
57739 | SPS4 Monument | 1 | Solar Photovoltaic | 10.1 | IPP Non-CHP
57740 | SPS5 Hopi | 1 | Solar Photovoltaic | 10.1 | IPP Non-CHP
57741 | Suzlon Project VIII LLC | SP111 | Onshore Wind Turbine | 2.1 | IPP Non-CHP
57741 | Suzlon Project VIII LLC | SP97 | Onshore Wind Turbine | 2.1 | IPP Non-CHP
57742 | Vineland Headquarters | VHQ | Solar Photovoltaic | 1.1 | IPP Non-CHP
57743 | North Palm Springs 1A | 1 | Solar Photovoltaic | 2.5 | IPP Non-CHP
57744 | Laurel Hill Wind | 1 | Onshore Wind Turbine | 69 | IPP Non-CHP
57745 | The City of Vineland at West Vineland | PV1 | Solar Photovoltaic | 3.7 | IPP Non-CHP
57746 | The City of Vineland at North Vineland | PV1 | Solar Photovoltaic | 2.3 | IPP Non-CHP
57747 | FedEx Field Solar Facility | 1 | Solar Photovoltaic | 2 | IPP Non-CHP
57748 | Gordon Butte Wind LLC | GBW | Onshore Wind Turbine | 9.6 | IPP Non-CHP
57749 | Sawtooth Wind Project | ST | Onshore Wind Turbine | 22.4 | IPP Non-CHP
57750 | Maple Solar | P1 | Solar Photovoltaic | 1.6 | IPP Non-CHP
57750 | Maple Solar | P2 | Solar Photovoltaic | 0.8 | IPP Non-CHP
57751 | Los Vientos Wind 1A | 1 | Onshore Wind Turbine | 200 | IPP Non-CHP
57752 | Los Vientos Wind 1B | 1 | Onshore Wind Turbine | 201.6 | IPP Non-CHP
57753 | SMUD at Lawrence | PV1 | Solar Photovoltaic | 1 | IPP Non-CHP
57754 | Frederick County LFGTE Facility | 1 | Landfill Gas | 1 | Commercial Non-CHP
57754 | Frederick County LFGTE Facility | 2 | Landfill Gas | 1 | Commercial Non-CHP
57755 | TPW Petersburg | PETE | Onshore Wind Turbine | 40.5 | IPP Non-CHP
57756 | Coastal Energy Project | 1 | Onshore Wind Turbine | 6 | IPP Non-CHP
57757 | Pacific Wind LLC | 1 | Onshore Wind Turbine | 151.7 | IPP Non-CHP
57758 | Mount Saint Mary's | PV1 | Solar Photovoltaic | 13.7 | IPP Non-CHP
57759 | Consumer Products (Camas) LLC | STG1 | Wood/Wood Waste Biomass | 72.3 | Industrial CHP
57760 | Power County Wind Park South | PCWPS | Onshore Wind Turbine | 22.5 | IPP Non-CHP
57761 | Power County Wind Park North | PCWPN | Onshore Wind Turbine | 22.5 | IPP Non-CHP
57762 | Cimarron Wind Energy LLC | CPV1 | Onshore Wind Turbine | 165.6 | IPP Non-CHP
57763 | Youngs Creek Hydroelectric Project | 1 | Conventional Hydroelectric | 7.5 | Electric Utility
57764 | Naval Air Weapons Station China Lake | 1 | Solar Photovoltaic | 11.1 | Commercial Non-CHP
57765 | Arizona Western College PV | SFC | Solar Photovoltaic | 1 | IPP Non-CHP
57765 | Arizona Western College PV | SHP | Solar Photovoltaic | 0.9 | IPP Non-CHP
57765 | Arizona Western College PV | SOLEG | Solar Photovoltaic | 1 | IPP Non-CHP
57765 | Arizona Western College PV | STE | Solar Photovoltaic | 0.9 | IPP Non-CHP
57765 | Arizona Western College PV | SWD | Solar Photovoltaic | 0.9 | IPP Non-CHP
57766 | Rockland Wind Farm | RLWF | Onshore Wind Turbine | 79.2 | IPP Non-CHP
57767 | Brown County Wind Turbine | 1 | Onshore Wind Turbine | 1.5 | Electric Utility
57768 | Longwood Gardens | 1 | Solar Photovoltaic | 1.3 | IPP Non-CHP
57769 | Mehoopany Wind Energy LLC | 1 | Onshore Wind Turbine | 140.8 | IPP Non-CHP
57770 | South Bay Fuel Cell Plant | SBFC | Other Waste Biomass | 1.5 | IPP Non-CHP
57771 | Ameresco Butte County | 1 | Landfill Gas | 2.3 | IPP Non-CHP
57772 | Perdue Bridgeville Photovoltaic | BRID | Solar Photovoltaic | 1.3 | IPP Non-CHP
57773 | Palo Verde College | 1 | Solar Photovoltaic | 1.2 | Commercial Non-CHP
57774 | Windstar 1 | WGNS | Onshore Wind Turbine | 120 | IPP Non-CHP
57775 | Kingman 1 | PV | Solar Photovoltaic | 0.5 | IPP Non-CHP
57775 | Kingman 1 | WGNS | Onshore Wind Turbine | 10 | IPP Non-CHP
57776 | FedEx Woodbridge | 1 | Solar Photovoltaic | 2.4 | IPP Non-CHP
57777 | RE Dillard 1 | DL1 | Solar Photovoltaic | 3 | IPP Non-CHP
57778 | RE Kammerer 1 | KAM1 | Solar Photovoltaic | 5 | IPP Non-CHP
57779 | RE Dillard 2 | DIL2 | Solar Photovoltaic | 3 | IPP Non-CHP
57780 | RE Kammerer 2 | KAM2 | Solar Photovoltaic | 5 | IPP Non-CHP
57781 | RE Dillard 3 | DIL3 | Solar Photovoltaic | 3 | IPP Non-CHP
57782 | RE Kammerer 3 | KAM3 | Solar Photovoltaic | 5 | IPP Non-CHP
57783 | RE Bruceville 1 | BRU1 | Solar Photovoltaic | 5 | IPP Non-CHP
57784 | RE Bruceville 2 | BRU2 | Solar Photovoltaic | 5 | IPP Non-CHP
57785 | RE Bruceville 3 | BRU3 | Solar Photovoltaic | 5 | IPP Non-CHP
57786 | FC Landfill Energy | UNIT1 | Landfill Gas | 1.1 | IPP Non-CHP
57786 | FC Landfill Energy | UNIT2 | Landfill Gas | 1.1 | IPP Non-CHP
57787 | Flat Ridge 2 Wind Energy LLC | 1 | Onshore Wind Turbine | 470.4 | IPP Non-CHP
57788 | US GSA Heating and Transmission | TG1 | Natural Gas Fired Combustion Turbine | 5.4 | Commercial CHP
57788 | US GSA Heating and Transmission | TG2 | Natural Gas Fired Combustion Turbine | 5.4 | Commercial CHP
57789 | Peak Power 1 Cogen | GEN1 | Natural Gas Internal Combustion Engine | 2.1 | Commercial CHP
57789 | Peak Power 1 Cogen | GEN2 | Natural Gas Internal Combustion Engine | 2.1 | Commercial CHP
57789 | Peak Power 1 Cogen | GEN3 | Natural Gas Internal Combustion Engine | 2.1 | Commercial CHP
57790 | RE Bagdad Solar I LLC | 1 | Solar Photovoltaic | 16.6 | IPP Non-CHP
57791 | Foundation AB | WTG1 | Onshore Wind Turbine | 1.5 | IPP Non-CHP
57792 | Foundation IE | WTG1 | Onshore Wind Turbine | 1 | IPP Non-CHP
57793 | Sonoma County Fuel Cell | FC-1 | Other Natural Gas | 1.4 | Commercial CHP
57795 | RE Ajo 1 LLC | 1 | Solar Photovoltaic | 4.5 | IPP Non-CHP
57796 | Golden Springs Building C-1 | 1 | Solar Photovoltaic | 1.2 | IPP Non-CHP
57797 | Golden Springs Building D | 1 | Solar Photovoltaic | 1.3 | IPP Non-CHP
57798 | OBP Cogen | 1OBP | Natural Gas Fired Combustion Turbine | 4.6 | Commercial CHP
57799 | ISH Solar Central, LLC | 1 | Solar Photovoltaic | 1.4 | IPP Non-CHP
57800 | Bison 2 Wind Energy Center | BISO2 | Onshore Wind Turbine | 105 | Electric Utility
57801 | Bison 3 Wind Energy Center | BISO3 | Onshore Wind Turbine | 105 | Electric Utility
57802 | Magic Valley Wind Farm I LLC | MV1 | Onshore Wind Turbine | 203 | IPP Non-CHP
57803 | Lime Wind | T1-6 | Onshore Wind Turbine | 3 | IPP Non-CHP
57804 | Middlebury College | 2 | Wood/Wood Waste Biomass | 0.6 | Commercial CHP
57804 | Middlebury College | 3 | Wood/Wood Waste Biomass | 0.8 | Commercial CHP
57805 | William Paterson University | WPU1 | Solar Photovoltaic | 1.4 | Commercial Non-CHP
57806 | RE Dillard 4 | DIL4 | Solar Photovoltaic | 0.4 | IPP Non-CHP
57807 | Coca Cola American Canyon | COK01 | Other Natural Gas | 1.1 | IPP Non-CHP
57808 | Lockheed Martin Sunnyvale | LOK00 | Other Natural Gas | 1.1 | IPP Non-CHP
57809 | Franklin Templeton San Mateo | FRK00 | Other Natural Gas | 1.1 | IPP Non-CHP
57811 | Adobe San Jose | ADB00 | Other Natural Gas | 0.8 | IPP Non-CHP
57811 | Adobe San Jose | ADB01 | Other Natural Gas | 0.4 | IPP Non-CHP
57813 | GL Wind | TURB1 | Onshore Wind Turbine | 2.5 | IPP Non-CHP
57813 | GL Wind | TURB2 | Onshore Wind Turbine | 2.5 | IPP Non-CHP
57815 | Titusville Solar | PV1 | Solar Photovoltaic | 4.1 | Commercial Non-CHP
57816 | RE McKenzie 1 | MCK1 | Solar Photovoltaic | 5 | IPP Non-CHP
57817 | RE McKenzie 2 | MCK2 | Solar Photovoltaic | 5 | IPP Non-CHP
57818 | RE McKenzie 3 | MCK3 | Solar Photovoltaic | 5 | IPP Non-CHP
57819 | RE McKenzie 4 | MCK4 | Solar Photovoltaic | 5 | IPP Non-CHP
57820 | RE McKenzie 5 | MCK5 | Solar Photovoltaic | 5 | IPP Non-CHP
57821 | RE McKenzie 6 | MCK6 | Solar Photovoltaic | 5 | IPP Non-CHP
57822 | Middletown Coke Company, LLC | YNKE | Other Gases | 67 | IPP CHP
57823 | WCROC Wind Farm | WTG1 | Onshore Wind Turbine | 1.7 | IPP Non-CHP
57824 | Onalaska Campus Landfill Biogas | 416LF | Landfill Gas | 1.1 | IPP Non-CHP
57827 | Dinuba Wastewater Treatment Plant | DSPV | Solar Photovoltaic | 1 | Commercial Non-CHP
57828 | Tulsa LFG LLC | GEN1 | Landfill Gas | 1.6 | IPP Non-CHP
57828 | Tulsa LFG LLC | GEN3M | Landfill Gas | 1.6 | IPP Non-CHP
57829 | Glendale Energy Power Plant | GLEN1 | Landfill Gas | 1.4 | IPP Non-CHP
57829 | Glendale Energy Power Plant | GLEN2 | Landfill Gas | 1.4 | IPP Non-CHP
57830 | Rippey Wind Farm | NORD | Onshore Wind Turbine | 50 | IPP Non-CHP
57831 | Heliocentric | 1 | Solar Photovoltaic | 1.5 | IPP Non-CHP
57832 | Hawkeye Wind Farm | NORD | Onshore Wind Turbine | 35 | IPP Non-CHP
57833 | Mustang Hills LLC | AW06 | Onshore Wind Turbine | 150 | IPP Non-CHP
57834 | Pinyon Pine I | AW07 | Onshore Wind Turbine | 168 | IPP Non-CHP
57835 | Alta Wind VIII | AW08 | Onshore Wind Turbine | 150 | IPP Non-CHP
57836 | L-8 Solar Project | TSM | Solar Photovoltaic | 1.5 | IPP Non-CHP
57837 | Pinyon Pine II | AW09 | Onshore Wind Turbine | 132 | IPP Non-CHP
57838 | Dartmouth II Solar | D2MA | Solar Photovoltaic | 2 | IPP Non-CHP
57839 | Woodbridge Energy Center | CT001 | Natural Gas Fired Combined Cycle | 240 | IPP Non-CHP
57839 | Woodbridge Energy Center | CT002 | Natural Gas Fired Combined Cycle | 240 | IPP Non-CHP
57839 | Woodbridge Energy Center | ST001 | Natural Gas Fired Combined Cycle | 315 | IPP Non-CHP
57840 | ISH Solar Hospital SDMC | 1 | Solar Photovoltaic | 1.1 | IPP Non-CHP
57841 | ISH Solar Hospital Downey | 1 | Solar Photovoltaic | 1.1 | IPP Non-CHP
57842 | Wabash Valley Power IGCC | 1A | Natural Gas Fired Combustion Turbine | 192 | Electric Utility
57843 | SC Landfill Energy LLC | GEN1 | Landfill Gas | 1.9 | IPP Non-CHP
57844 | Franklin County Wind Farm | 1 | Onshore Wind Turbine | 99 | IPP Non-CHP
57845 | AC Landfill Energy LLC | UNIT1 | Landfill Gas | 1.6 | IPP Non-CHP
57845 | AC Landfill Energy LLC | UNIT2 | Landfill Gas | 1.9 | IPP Non-CHP
57845 | AC Landfill Energy LLC | UNIT3 | Landfill Gas | 1.9 | IPP Non-CHP
57846 | SX Landfill Energy LLC | UNIT1 | Landfill Gas | 1.6 | IPP Non-CHP
57846 | SX Landfill Energy LLC | UNIT2 | Landfill Gas | 1.6 | IPP Non-CHP
57847 | BC Landfill Energy LLC | UNIT1 | Landfill Gas | 1.5 | IPP Non-CHP
57847 | BC Landfill Energy LLC | UNIT2 | Landfill Gas | 1.5 | IPP Non-CHP
57847 | BC Landfill Energy LLC | UNIT3 | Landfill Gas | 1.5 | IPP Non-CHP
57847 | BC Landfill Energy LLC | UNIT4 | Landfill Gas | 1.5 | IPP Non-CHP
57847 | BC Landfill Energy LLC | UNIT5 | Landfill Gas | 1.5 | IPP Non-CHP
57848 | WC Landfill Energy LLC | SOLAR | Solar Photovoltaic | 1 | IPP Non-CHP
57849 | Green Acres Solar Facility 1 | GASF1 | Solar Photovoltaic | 3 | IPP Non-CHP
57850 | Green Acres Solar Facility 2 | GASF2 | Solar Photovoltaic | 1 | IPP Non-CHP
57851 | Sigel Wind Park | 1 | Onshore Wind Turbine | 64 | Electric Utility
57852 | Minden Wind Park | 1 | Onshore Wind Turbine | 32 | Electric Utility
57853 | McKinley Wind Park | 1 | Onshore Wind Turbine | 14.4 | Electric Utility
57854 | North Hollywood | 1PT1 | Conventional Hydroelectric | 1.8 | Commercial Non-CHP
57854 | North Hollywood | 1PT2 | Conventional Hydroelectric | 1.8 | Commercial Non-CHP
57854 | North Hollywood | 1PT3 | Conventional Hydroelectric | 1.8 | Commercial Non-CHP
57854 | North Hollywood | 2T1 | Conventional Hydroelectric | 1.2 | Commercial Non-CHP
57854 | North Hollywood | 2T2 | Conventional Hydroelectric | 1.2 | Commercial Non-CHP
57854 | North Hollywood | 2T3 | Conventional Hydroelectric | 0.5 | Commercial Non-CHP
57854 | North Hollywood | 3T1 | Conventional Hydroelectric | 0.5 | Commercial Non-CHP
57854 | North Hollywood | 3T2 | Conventional Hydroelectric | 0.2 | Commercial Non-CHP
57855 | Ipswich Wind Turbine | 1 | Onshore Wind Turbine | 1.6 | Electric Utility
57856 | Univ of California San Diego Solar | SGU1 | Solar Photovoltaic | 1.2 | Commercial Non-CHP
57857 | Shasta Renewable Resources Plant | 1 | Wood/Wood Waste Biomass | 5.5 | IPP CHP
57858 | Caney River Wind Project | 1 | Onshore Wind Turbine | 200 | IPP Non-CHP
57859 | Moapa Southern Paiute | 1 | Solar Photovoltaic | 250 | IPP Non-CHP
57860 | Industry MetroLink PV 1 | 1 | Solar Photovoltaic | 1.5 | Electric Utility
57861 | Hidden Hollow Energy | UNT1 | Landfill Gas | 1.6 | IPP Non-CHP
57861 | Hidden Hollow Energy | UNT2 | Landfill Gas | 1.6 | IPP Non-CHP
57862 | Wildcat Wind Farm I, LLC | 1 | Onshore Wind Turbine | 200 | IPP Non-CHP
57863 | McKee City Solar Phase 2 | UNIT1 | Solar Photovoltaic | 2.4 | IPP Non-CHP
57864 | Stockton Athletic Center | 2LOT7 | Solar Photovoltaic | 0.5 | Commercial Non-CHP
57864 | Stockton Athletic Center | LOT7 | Solar Photovoltaic | 0.3 | Commercial Non-CHP
57864 | Stockton Athletic Center | LOT7B | Solar Photovoltaic | 0.3 | Commercial Non-CHP
57864 | Stockton Athletic Center | SAC | Solar Photovoltaic | 0.3 | Commercial Non-CHP
57865 | Antelope Station | E01 | Natural Gas Internal Combustion Engine | 9.3 | Electric Utility
57865 | Antelope Station | E02 | Natural Gas Internal Combustion Engine | 9.3 | Electric Utility
57865 | Antelope Station | E03 | Natural Gas Internal Combustion Engine | 9.3 | Electric Utility
57865 | Antelope Station | E04 | Natural Gas Internal Combustion Engine | 9.3 | Electric Utility
57865 | Antelope Station | E05 | Natural Gas Internal Combustion Engine | 9.3 | Electric Utility
57865 | Antelope Station | E06 | Natural Gas Internal Combustion Engine | 9.3 | Electric Utility
57865 | Antelope Station | E07 | Natural Gas Internal Combustion Engine | 9.3 | Electric Utility
57865 | Antelope Station | E08 | Natural Gas Internal Combustion Engine | 9.3 | Electric Utility
57865 | Antelope Station | E09 | Natural Gas Internal Combustion Engine | 9.3 | Electric Utility
57865 | Antelope Station | E10 | Natural Gas Internal Combustion Engine | 9.3 | Electric Utility
57865 | Antelope Station | E11 | Natural Gas Internal Combustion Engine | 9.3 | Electric Utility
57865 | Antelope Station | E12 | Natural Gas Internal Combustion Engine | 9.3 | Electric Utility
57865 | Antelope Station | E13 | Natural Gas Internal Combustion Engine | 9.3 | Electric Utility
57865 | Antelope Station | E14 | Natural Gas Internal Combustion Engine | 9.3 | Electric Utility
57865 | Antelope Station | E15 | Natural Gas Internal Combustion Engine | 9.3 | Electric Utility
57865 | Antelope Station | E16 | Natural Gas Internal Combustion Engine | 9.3 | Electric Utility
57865 | Antelope Station | E17 | Natural Gas Internal Combustion Engine | 9.3 | Electric Utility
57865 | Antelope Station | E18 | Natural Gas Internal Combustion Engine | 9.3 | Electric Utility
57866 | Golden Spread Panhandle Wnd Rch | PWR | Onshore Wind Turbine | 78.2 | Electric Utility
57867 | Howard Wind Farm | 1 | Onshore Wind Turbine | 55.4 | IPP Non-CHP
57867 | Howard Wind Farm | 2 | Onshore Wind Turbine | 4.1 | IPP Non-CHP
57868 | L'Oreal Piscataway | UNIT1 | Solar Photovoltaic | 1.3 | Industrial Non-CHP
57869 | Heller Industrial Parks | UNIT1 | Solar Photovoltaic | 2.7 | IPP Non-CHP
57870 | Castle Rock Vineyards | SOLAR | Solar Photovoltaic | 1 | Commercial Non-CHP
57871 | 2555 E Olympic Bl | 1 | Solar Photovoltaic | 1 | Commercial Non-CHP
57872 | LCEC Generation LLVC | UNIT1 | Natural Gas Internal Combustion Engine | 9.3 | Electric Utility
57872 | LCEC Generation LLVC | UNIT2 | Natural Gas Internal Combustion Engine | 9.3 | Electric Utility
57872 | LCEC Generation LLVC | UNIT3 | Natural Gas Internal Combustion Engine | 9.3 | Electric Utility
57872 | LCEC Generation LLVC | UNIT4 | Natural Gas Internal Combustion Engine | 9.3 | Electric Utility
57872 | LCEC Generation LLVC | UNIT5 | Natural Gas Internal Combustion Engine | 9.3 | Electric Utility
57873 | Eclipse Wind Farm | EWF | Onshore Wind Turbine | 200.1 | Electric Utility
57874 | Vienna Wind Farm | VIIWF | Onshore Wind Turbine | 44.6 | Electric Utility
57874 | Vienna Wind Farm | VIWF | Onshore Wind Turbine | 105.6 | Electric Utility
57875 | Morning Light Wind Farm | MLWF | Onshore Wind Turbine | 101.2 | Electric Utility
57876 | Santa Cruz Energy | UNT1 | Landfill Gas | 1.6 | IPP Non-CHP
57879 | Perdue Salisbury Photovoltaic | SALI | Solar Photovoltaic | 1 | IPP Non-CHP
57880 | Eolos Wind Energy Research Field Station | 1 | Onshore Wind Turbine | 2.5 | IPP Non-CHP
57881 | Pioneer Generating Station | 01 | Natural Gas Fired Combustion Turbine | 60.5 | Electric Utility
57881 | Pioneer Generating Station | 02 | Natural Gas Fired Combustion Turbine | 60.5 | Electric Utility
57881 | Pioneer Generating Station | 03 | Natural Gas Fired Combustion Turbine | 60.5 | Electric Utility
57882 | Baldock Solar Highway | BSH1 | Solar Photovoltaic | 1.7 | Electric Utility
57883 | Queen Creek Solar Farm | GEN1 | Solar Photovoltaic | 19 | IPP Non-CHP
57884 | Lake Charles Polymers | G-900 | Natural Gas Fired Combustion Turbine | 14.3 | Industrial Non-CHP
57884 | Lake Charles Polymers | G-901 | Natural Gas Internal Combustion Engine | 8.4 | Industrial Non-CHP
57884 | Lake Charles Polymers | G-902 | Natural Gas Internal Combustion Engine | 8.4 | Industrial Non-CHP
57885 | Wellford Renewable Energy Plant | LFG1 | Landfill Gas | 1.6 | Electric Utility
57886 | City West Diesel Plant | DI1 | Petroleum Liquids | 1.8 | Electric Utility
57886 | City West Diesel Plant | DI2 | Petroleum Liquids | 1.8 | Electric Utility
57886 | City West Diesel Plant | DI3 | Petroleum Liquids | 1.8 | Electric Utility
57886 | City West Diesel Plant | DI4 | Petroleum Liquids | 1.8 | Electric Utility
57887 | Wildcat Wind | 1 | Onshore Wind Turbine | 27.3 | IPP Non-CHP
57888 | Harvest 2 | 1 | Onshore Wind Turbine | 59.4 | IPP Non-CHP
57889 | KODE Novus II | NOVII | Onshore Wind Turbine | 40 | IPP Non-CHP
57890 | Horse Butte Wind I, LLC | 1 | Onshore Wind Turbine | 57.6 | IPP Non-CHP
57891 | Guernsey Solar Station | 1 | Solar Photovoltaic | 20 | Electric Utility
57892 | Gates Solar Station | 1 | Solar Photovoltaic | 20 | Electric Utility
57893 | Martinsville LFG Generator | LFG1 | Landfill Gas | 1.1 | Electric Utility
57895 | Improvement Dst No. 4 | ID4 | Solar Photovoltaic | 1.1 | Commercial Non-CHP
57896 | Concord Energy | UNT1 | Landfill Gas | 4.8 | IPP Non-CHP
57896 | Concord Energy | UNT2 | Landfill Gas | 4.8 | IPP Non-CHP
57897 | Richmond Energy | UNT1 | Landfill Gas | 1.6 | IPP Non-CHP
57897 | Richmond Energy | UNT2 | Landfill Gas | 1.6 | IPP Non-CHP
57897 | Richmond Energy | UNT3 | Landfill Gas | 1.6 | IPP Non-CHP
57897 | Richmond Energy | UNT4 | Landfill Gas | 1.6 | IPP Non-CHP
57898 | Palm Beach Renewable Energy Facility 2 | GEN2 | Municipal Solid Waste | 96 | IPP Non-CHP
57899 | Hurricane City Power | 1 | Petroleum Liquids | 1.7 | Electric Utility
57899 | Hurricane City Power | 2 | Petroleum Liquids | 1.7 | Electric Utility
57899 | Hurricane City Power | 3 | Petroleum Liquids | 1.7 | Electric Utility
57899 | Hurricane City Power | 4 | Natural Gas Internal Combustion Engine | 2 | Electric Utility
57899 | Hurricane City Power | 5 | Natural Gas Internal Combustion Engine | 2 | Electric Utility
57899 | Hurricane City Power | 6 | Natural Gas Internal Combustion Engine | 2 | Electric Utility
57899 | Hurricane City Power | 7 | Natural Gas Internal Combustion Engine | 2 | Electric Utility
57899 | Hurricane City Power | 8 | Natural Gas Internal Combustion Engine | 2 | Electric Utility
57900 | Solar Photovoltaic Project #48 | S48A | Solar Photovoltaic | 0.5 | Electric Utility
57900 | Solar Photovoltaic Project #48 | S48B | Solar Photovoltaic | 0.5 | Electric Utility
57900 | Solar Photovoltaic Project #48 | S48C | Solar Photovoltaic | 0.5 | Electric Utility
57900 | Solar Photovoltaic Project #48 | S48D | Solar Photovoltaic | 0.5 | Electric Utility
57900 | Solar Photovoltaic Project #48 | S48E | Solar Photovoltaic | 0.5 | Electric Utility
57900 | Solar Photovoltaic Project #48 | S48F | Solar Photovoltaic | 0.5 | Electric Utility
57900 | Solar Photovoltaic Project #48 | S48G | Solar Photovoltaic | 0.5 | Electric Utility
57900 | Solar Photovoltaic Project #48 | S48H | Solar Photovoltaic | 0.5 | Electric Utility
57900 | Solar Photovoltaic Project #48 | S48I | Solar Photovoltaic | 0.5 | Electric Utility
57900 | Solar Photovoltaic Project #48 | S48J | Solar Photovoltaic | 0.5 | Electric Utility
57901 | El Segundo Energy Center LLC | 5 | Natural Gas Fired Combined Cycle | 198 | IPP Non-CHP
57901 | El Segundo Energy Center LLC | 6 | Natural Gas Fired Combined Cycle | 70.7 | IPP Non-CHP
57901 | El Segundo Energy Center LLC | 7 | Natural Gas Fired Combined Cycle | 198 | IPP Non-CHP
57901 | El Segundo Energy Center LLC | 8 | Natural Gas Fired Combined Cycle | 70.7 | IPP Non-CHP
57902 | Fighting Creek LFGTE Plant | G-123 | Landfill Gas | 1.6 | Electric Utility
57902 | Fighting Creek LFGTE Plant | G-162 | Landfill Gas | 1.6 | Electric Utility
57903 | SMMPA Methane Energy Facility | UNIT1 | Landfill Gas | 1.6 | Electric Utility
57904 | San Antonio West Solar Rooftop | CHNO | Solar Photovoltaic | 1.5 | IPP Non-CHP
57908 | Central Utility Plant Cincinnati | CTG1 | Natural Gas Fired Combined Cycle | 11.9 | Commercial CHP
57908 | Central Utility Plant Cincinnati | CTG2 | Natural Gas Fired Combined Cycle | 11.9 | Commercial CHP
57908 | Central Utility Plant Cincinnati | P005 | Petroleum Liquids | 1.9 | Commercial CHP
57908 | Central Utility Plant Cincinnati | STG | Natural Gas Fired Combined Cycle | 21.5 | Commercial CHP
57909 | Piedmont Green Power | GEN1 | Wood/Wood Waste Biomass | 60 | IPP Non-CHP
57910 | Centennial Generating Station | 1 | Petroleum Liquids | 2.3 | Electric Utility
57910 | Centennial Generating Station | 2 | Petroleum Liquids | 2.3 | Electric Utility
57910 | Centennial Generating Station | 3 | Petroleum Liquids | 2.3 | Electric Utility
57910 | Centennial Generating Station | 4 | Petroleum Liquids | 2.3 | Electric Utility
57910 | Centennial Generating Station | 5 | Petroleum Liquids | 2.3 | Electric Utility
57911 | Roseburg LFG | 1 | Landfill Gas | 1.6 | IPP Non-CHP
57912 | Grand Ridge Solar Farm | 1 | Solar Photovoltaic | 20 | IPP Non-CHP
57914 | Sidney MT Plant | 1 | Conventional Steam Coal | 2 | Industrial CHP
57914 | Sidney MT Plant | 2 | Conventional Steam Coal | 2 | Industrial CHP
57915 | Tronox | 1 | Conventional Steam Coal | 3.5 | Industrial CHP
57915 | Tronox | 2 | Conventional Steam Coal | 3.5 | Industrial CHP
57915 | Tronox | 3 | Conventional Steam Coal | 4 | Industrial CHP
57915 | Tronox | 4 | Conventional Steam Coal | 10 | Industrial CHP
57915 | Tronox | 5 | Conventional Steam Coal | 10 | Industrial CHP
57915 | Tronox | 6 | Conventional Steam Coal | 10 | Industrial CHP
57916 | Spreckels Sugar Company | 1 | Natural Gas Steam Turbine | 8.9 | Industrial CHP
57919 | Sonoco Products Co | 2 | Natural Gas Steam Turbine | 2.5 | Industrial CHP
57919 | Sonoco Products Co | 3 | Wood/Wood Waste Biomass | 10 | Industrial CHP
57919 | Sonoco Products Co | 4 | Conventional Steam Coal | 28 | Industrial CHP
57926 | Heat Plant 770 | HP | Natural Gas Steam Turbine | 1.2 | Commercial CHP
57926 | Heat Plant 770 | LP | Natural Gas Steam Turbine | 0.8 | Commercial CHP
57927 | Baffin Wind | 1 | Onshore Wind Turbine | 188 | IPP Non-CHP
57928 | SIUC | EMER | Petroleum Liquids | 1.6 | Commercial CHP
57928 | SIUC | GEN5 | Conventional Steam Coal | 3.5 | Commercial CHP
57929 | East Campus Utility Plant | P007 | Petroleum Liquids | 2 | Commercial Non-CHP
57929 | East Campus Utility Plant | P008 | Petroleum Liquids | 1.5 | Commercial Non-CHP
57929 | East Campus Utility Plant | STG | Natural Gas Steam Turbine | 1.3 | Commercial Non-CHP
57930 | Amonix UASTP Solar Power Station | UAST | Solar Photovoltaic | 1.9 | IPP Non-CHP
57931 | Holyoke Solar Cooperative at Mueller | PV1 | Solar Photovoltaic | 2.7 | IPP Non-CHP
57933 | Solar Star California II LLC | 1 | Solar Photovoltaic | 2 | IPP Non-CHP
57934 | Douglas Solar | DOMA | Solar Photovoltaic | 2 | IPP Non-CHP
57935 | Eva Creek Wind | EVW | Onshore Wind Turbine | 24.6 | Electric Utility
57937 | Western Sugar Coop - Scottsbluff | SCBF | Conventional Steam Coal | 5 | Industrial Non-CHP
57938 | ADA Carbon Solutions Red River | GEN1 | All Other | 20.8 | Industrial CHP
57939 | Walmart Casa Grande | 1 | Solar Photovoltaic | 1 | IPP Non-CHP
57939 | Walmart Casa Grande | 2 | Solar Photovoltaic | 1 | IPP Non-CHP
57940 | Wausau Paper Middletown | G3 | Conventional Steam Coal | 7.5 | Industrial CHP
57941 | Town of Uxbridge MA at Commerce Dr | PV1 | Solar Photovoltaic | 1.8 | IPP Non-CHP
57942 | Town of Norfolk MA at Medway Branch | PV1 | Solar Photovoltaic | 1.2 | IPP Non-CHP
57943 | Lonesome Creek Station | 01 | Natural Gas Fired Combustion Turbine | 60.5 | Electric Utility
57943 | Lonesome Creek Station | 02 | Natural Gas Fired Combustion Turbine | 60.5 | Electric Utility
57943 | Lonesome Creek Station | 03 | Natural Gas Fired Combustion Turbine | 60.5 | Electric Utility
57945 | Berkeley County Landfill | B1 | Landfill Gas | 1.6 | Electric Utility
57945 | Berkeley County Landfill | B2 | Landfill Gas | 1.6 | Electric Utility
57946 | Fredericktown Energy Center | UNIT1 | Natural Gas Fired Combustion Turbine | 13.8 | Electric Utility
57946 | Fredericktown Energy Center | UNIT2 | Natural Gas Fired Combustion Turbine | 13.8 | Electric Utility
57947 | Macho Springs Power I | GEN | Onshore Wind Turbine | 50.4 | IPP Non-CHP
57948 | NJ Oak Solar Plant | OAK | Solar Photovoltaic | 10 | IPP Non-CHP
57949 | MSC Sebewaing | 1 | Conventional Steam Coal | 1.5 | Industrial CHP
57949 | MSC Sebewaing | 2 | Conventional Steam Coal | 1 | Industrial CHP
57950 | MSC Croswell | 1 | Natural Gas Steam Turbine | 1.3 | Industrial CHP
57951 | Shore Point Solar | 1 | Solar Photovoltaic | 1 | IPP Non-CHP
57952 | Woodall Gas Plant | GEN1 | Natural Gas Internal Combustion Engine | 1 | Industrial Non-CHP
57952 | Woodall Gas Plant | GEN2 | Natural Gas Internal Combustion Engine | 1 | Industrial Non-CHP
57952 | Woodall Gas Plant | GEN3 | Natural Gas Internal Combustion Engine | 1 | Industrial Non-CHP
57953 | Roquette America | GT | Natural Gas Fired Combined Cycle | 40 | Industrial CHP
57953 | Roquette America | HRSG | Natural Gas Fired Combined Cycle | 10 | Industrial CHP
57953 | Roquette America | ST | Petroleum Coke | 34.4 | Industrial CHP
57956 | Minco Wind II, LLC | 1 | Onshore Wind Turbine | 100.8 | IPP Non-CHP
57959 | Desert Green Solar Farm LLC | 1 | Solar Photovoltaic | 6.3 | IPP Non-CHP
57962 | Brookfield Tehachapi 1 | BT1 | Onshore Wind Turbine | 102 | IPP Non-CHP
57963 | Musselshell Wind Project | MS01 | Onshore Wind Turbine | 10 | IPP Non-CHP
57964 | Shady Oaks Wind Farm | 1 | Onshore Wind Turbine | 109.5 | IPP Non-CHP
57965 | Musselshell Wind Project Two LLC | MS02 | Onshore Wind Turbine | 10 | IPP Non-CHP
57966 | Southeast Steam Plant | SSP | Natural Gas Steam Turbine | 13 | Commercial CHP
57967 | Western Sugar Coop - Torrington | GEGEN | Natural Gas Steam Turbine | 2 | Industrial CHP
57968 | Cashton Greens Wind Farm | CGWF | Onshore Wind Turbine | 5 | IPP Non-CHP
57969 | Darrington | GEN1 | Wood/Wood Waste Biomass | 4.5 | Industrial CHP
57970 | Butte College Main Campus Solar | SOL1 | Solar Photovoltaic | 3.5 | Commercial Non-CHP
57971 | SF Southeast Cogen Plant | COGEN | Other Waste Biomass | 2.1 | Commercial Non-CHP
57973 | Spinning Spur Wind LLC | GEN1 | Onshore Wind Turbine | 161 | IPP Non-CHP
57974 | Bobcat Bluff Wind Project LLC | GEN1 | Onshore Wind Turbine | 150 | IPP Non-CHP
57975 | Spearville 3 LLC | GEN1 | Onshore Wind Turbine | 108 | IPP Non-CHP
57976 | Pocahontas Prairie Wind Farm | 1 | Onshore Wind Turbine | 80 | IPP Non-CHP
57977 | High Sierra Cogeneration Plant | ENG1 | Natural Gas Internal Combustion Engine | 3 | Electric Utility
57977 | High Sierra Cogeneration Plant | ENG2 | Natural Gas Internal Combustion Engine | 3 | Electric Utility
57978 | Lodi Energy Center | CT1 | Natural Gas Fired Combined Cycle | 185 | Electric Utility
57978 | Lodi Energy Center | ST1 | Natural Gas Fired Combined Cycle | 103.9 | Electric Utility
57979 | Kingdom Community Wind | KCW | Onshore Wind Turbine | 65 | Electric Utility
57980 | Busch Ranch Wind Energy Farm | WTG | Onshore Wind Turbine | 29 | Electric Utility
57981 | Senate Wind LLC | GEN1 | Onshore Wind Turbine | 150 | IPP Non-CHP
57982 | Meridian Vineyards | PV-1 | Solar Photovoltaic | 0.5 | IPP Non-CHP
57982 | Meridian Vineyards | PV-2 | Solar Photovoltaic | 0.6 | IPP Non-CHP
57983 | Stephens Ranch Wind Energy LLC | 1 | Onshore Wind Turbine | 211 | IPP Non-CHP
57983 | Stephens Ranch Wind Energy LLC | 2 | Onshore Wind Turbine | 165 | IPP Non-CHP
57984 | Lake Winds Energy Park | LWEP | Onshore Wind Turbine | 100.8 | Electric Utility
57985 | SunE EPE2 LLC | 1 | Solar Photovoltaic | 12 | IPP Non-CHP
57986 | SunE EPE1 LLC | 1 | Solar Photovoltaic | 10 | IPP Non-CHP
57987 | Canadian Hills Wind | 1 | Onshore Wind Turbine | 298.5 | IPP Non-CHP
57988 | Lincoln Landfill | GEN 5 | Landfill Gas | 0.8 | IPP Non-CHP
57988 | Lincoln Landfill | GEN 6 | Landfill Gas | 0.8 | IPP Non-CHP
57988 | Lincoln Landfill | GEN1 | Landfill Gas | 0.8 | IPP Non-CHP
57988 | Lincoln Landfill | GEN2 | Landfill Gas | 0.8 | IPP Non-CHP
57988 | Lincoln Landfill | GEN3 | Landfill Gas | 0.8 | IPP Non-CHP
57988 | Lincoln Landfill | GEN4 | Landfill Gas | 0.8 | IPP Non-CHP
57989 | Groveland Solar | GSMA | Solar Photovoltaic | 3.2 | IPP Non-CHP
57990 | Shrewsbury Solar | SSMA | Solar Photovoltaic | 2.5 | IPP Non-CHP
57991 | Highland North Wind Farm | 1 | Onshore Wind Turbine | 75 | IPP Non-CHP
57992 | Boston Scientific Solar | BSMA | Solar Photovoltaic | 1.1 | IPP Non-CHP
57993 | Desert Sunlight 300, LLC | DSL1 | Solar Photovoltaic | 40.3 | IPP Non-CHP
57993 | Desert Sunlight 300, LLC | DSL10 | Solar Photovoltaic | 30.2 | IPP Non-CHP
57993 | Desert Sunlight 300, LLC | DSL11 | Solar Photovoltaic | 20.2 | IPP Non-CHP
57993 | Desert Sunlight 300, LLC | DSL2 | Solar Photovoltaic | 40.3 | IPP Non-CHP
57993 | Desert Sunlight 300, LLC | DSL3 | Solar Photovoltaic | 40.3 | IPP Non-CHP
57993 | Desert Sunlight 300, LLC | DSL4 | Solar Photovoltaic | 30.2 | IPP Non-CHP
57993 | Desert Sunlight 300, LLC | DSL5 | Solar Photovoltaic | 25.2 | IPP Non-CHP
57993 | Desert Sunlight 300, LLC | DSL6 | Solar Photovoltaic | 25.2 | IPP Non-CHP
57993 | Desert Sunlight 300, LLC | DSL7 | Solar Photovoltaic | 20.2 | IPP Non-CHP
57993 | Desert Sunlight 300, LLC | DSL8 | Solar Photovoltaic | 18.9 | IPP Non-CHP
57993 | Desert Sunlight 300, LLC | DSL9 | Solar Photovoltaic | 22.7 | IPP Non-CHP
57994 | Apple Data Center PV | PV1 | Solar Photovoltaic | 21 | Commercial Non-CHP
57995 | NaturEner Rim Rock Energy | RR | Onshore Wind Turbine | 189 | IPP Non-CHP
57996 | Auwahi Wind Energy | AWEB | Batteries | 11 | IPP Non-CHP
57996 | Auwahi Wind Energy | AWET | Onshore Wind Turbine | 24 | IPP Non-CHP
57997 | Foothills Solar Plant | PV1 | Solar Photovoltaic | 17 | Electric Utility
57997 | Foothills Solar Plant | PV2 | Solar Photovoltaic | 18 | Electric Utility
57998 | Twin Ridges Wind Farm | 1 | Onshore Wind Turbine | 139.4 | IPP Non-CHP
57999 | Patton Wind Farm | 1 | Onshore Wind Turbine | 30 | IPP Non-CHP
58000 | Anacacho Wind Farm, LLC | ANA | Onshore Wind Turbine | 99.8 | IPP Non-CHP
58001 | Panda Temple Power Station | CTG-1 | Natural Gas Fired Combined Cycle | 232 | IPP Non-CHP
58001 | Panda Temple Power Station | CTG-2 | Natural Gas Fired Combined Cycle | 232 | IPP Non-CHP
58001 | Panda Temple Power Station | CTG-3 | Natural Gas Fired Combined Cycle | 232 | IPP Non-CHP
58001 | Panda Temple Power Station | CTG-4 | Natural Gas Fired Combined Cycle | 232 | IPP Non-CHP
58001 | Panda Temple Power Station | STG-1 | Natural Gas Fired Combined Cycle | 339.2 | IPP Non-CHP
58001 | Panda Temple Power Station | STG-2 | Natural Gas Fired Combined Cycle | 339.2 | IPP Non-CHP
58002 | Alpaugh North | SPS | Solar Photovoltaic | 20 | IPP Non-CHP
58003 | Alpaugh 50 | SPS50 | Solar Photovoltaic | 50 | IPP Non-CHP
58004 | Granite Reliable Power | 1 | Onshore Wind Turbine | 99 | IPP Non-CHP
58005 | Panda Sherman Power Station | CTG-1 | Natural Gas Fired Combined Cycle | 232 | IPP Non-CHP
58005 | Panda Sherman Power Station | CTG-2 | Natural Gas Fired Combined Cycle | 232 | IPP Non-CHP
58005 | Panda Sherman Power Station | STG-1 | Natural Gas Fired Combined Cycle | 339.2 | IPP Non-CHP
58006 | Salt Palace Solar Gen Plant | 1 | Solar Photovoltaic | 0.8 | IPP Non-CHP
58006 | Salt Palace Solar Gen Plant | 2 | Solar Photovoltaic | 0.5 | IPP Non-CHP
58007 | Brea Expansion Plant | G1 | Landfill Gas | 6.8 | IPP Non-CHP
58007 | Brea Expansion Plant | G2 | Landfill Gas | 6.8 | IPP Non-CHP
58007 | Brea Expansion Plant | G3 | Landfill Gas | 6.8 | IPP Non-CHP
58007 | Brea Expansion Plant | G4 | Landfill Gas | 6.8 | IPP Non-CHP
58007 | Brea Expansion Plant | G5 | Landfill Gas | 10 | IPP Non-CHP
58008 | California Ridge Wind Energy LLC | CR | Onshore Wind Turbine | 217 | IPP Non-CHP
58009 | SunE CPS3 LLC | 1 | Solar Photovoltaic | 5.6 | IPP Non-CHP
58009 | SunE CPS3 LLC | 2 | Solar Photovoltaic | 5 | IPP Non-CHP
58010 | WSMR I | WSMR1 | Solar Photovoltaic | 4.2 | IPP Non-CHP
58010 | WSMR I | WSMR2 | Solar Photovoltaic | 0.4 | IPP Non-CHP
58011 | IKEA Savannah 490 | PV | Solar Photovoltaic | 1.2 | Commercial Non-CHP
58012 | IKEA Tampa 042 | PV | Solar Photovoltaic | 1 | Commercial Non-CHP
58013 | IKEA Round Rock 027 | PV | Solar Photovoltaic | 1.4 | Commercial Non-CHP
58014 | IKEA Perryville 460 | PV | Solar Photovoltaic | 2.1 | Commercial Non-CHP
58015 | IKEA College Park 411 | PV | Solar Photovoltaic | 1 | Commercial Non-CHP
58016 | IKEA Westhampton 061 | PV | Solar Photovoltaic | 1.8 | Commercial Non-CHP
58017 | Copper Mountain Solar 2 | PV01 | Solar Photovoltaic | 30 | IPP Non-CHP
58017 | Copper Mountain Solar 2 | PV02 | Solar Photovoltaic | 30 | IPP Non-CHP
58017 | Copper Mountain Solar 2 | PV03 | Solar Photovoltaic | 34 | IPP Non-CHP
58017 | Copper Mountain Solar 2 | PV04 | Solar Photovoltaic | 30 | IPP Non-CHP
58017 | Copper Mountain Solar 2 | PV05 | Solar Photovoltaic | 30 | IPP Non-CHP
58018 | Shooting Star | 1 | Onshore Wind Turbine | 104 | IPP Non-CHP
58019 | High Mesa | 1 | Onshore Wind Turbine | 40 | IPP Non-CHP
58020 | Beebe Renewable Energy LLC | 1 | Onshore Wind Turbine | 81.6 | IPP Non-CHP
58021 | Whitetail | 1 | Onshore Wind Turbine | 92 | IPP Non-CHP
58022 | Neal Hot Springs Geothermal Project | NHS1 | Geothermal | 11 | IPP Non-CHP
58022 | Neal Hot Springs Geothermal Project | NHS2 | Geothermal | 11 | IPP Non-CHP
58022 | Neal Hot Springs Geothermal Project | NHS3 | Geothermal | 11 | IPP Non-CHP
58023 | Evergreen Community Power | ECP | Wood/Wood Waste Biomass | 33 | Industrial CHP
58024 | St Joseph Landfill Generating Station | UNIT1 | Landfill Gas | 1.6 | Electric Utility
58025 | Mt Wachusett Community College | WTG1 | Onshore Wind Turbine | 1.7 | Commercial Non-CHP
58025 | Mt Wachusett Community College | WTG2 | Onshore Wind Turbine | 1.7 | Commercial Non-CHP
58026 | Spruce Mountain WInd | 1 | Onshore Wind Turbine | 20 | IPP Non-CHP
58027 | SunE CPS2 LLC | 1 | Solar Photovoltaic | 10 | IPP Non-CHP
58028 | IKEA Tejon 345 | PV | Solar Photovoltaic | 1.5 | Commercial Non-CHP
58029 | Constellation New Energy Inc | PV1 | Solar Photovoltaic | 3.9 | IPP Non-CHP
58030 | Reeves Station Rd East | REEVE | Solar Photovoltaic | 5.5 | IPP Non-CHP
58032 | Padelford Solar | PSMA | Solar Photovoltaic | 2.2 | IPP Non-CHP
58034 | Nickel 1 Solar Facility | 1 | Solar Photovoltaic | 1.5 | IPP Non-CHP
58035 | Block Island Wind Farm | BIWF | Offshore Wind Turbine | 30 | IPP Non-CHP
58036 | Riverside Renewable Energy LLC | 1 | Solar Photovoltaic | 7.5 | IPP Non-CHP
58037 | Buckeye Union HS District 201 | PV1 | Solar Photovoltaic | 3.3 | IPP Non-CHP
58038 | Buffalo Center Wind LLC | BCW | Onshore Wind Turbine | 1.5 | IPP Non-CHP
58039 | RET Modesto Solar | 1 | Solar Photovoltaic | 25 | IPP Non-CHP
58040 | United Stationers Supply Solar Electric | SEF-A | Solar Photovoltaic | 2 | Commercial Non-CHP
58040 | United Stationers Supply Solar Electric | SEF-B | Solar Photovoltaic | 0.8 | Commercial Non-CHP
58041 | Chisholm View Wind Project | 1 | Onshore Wind Turbine | 235.2 | IPP Non-CHP
58041 | Chisholm View Wind Project | 2 | Onshore Wind Turbine | 64.8 | IPP Non-CHP
58042 | Black Mountain Solar LLC | 1 | Solar Photovoltaic | 9 | IPP Non-CHP
58043 | Lilly Technical Center | 1 | Petroleum Liquids | 1 | Industrial Non-CHP
58043 | Lilly Technical Center | 2 | Petroleum Liquids | 1 | Industrial Non-CHP
58043 | Lilly Technical Center | 3 | Petroleum Liquids | 2 | Industrial Non-CHP
58043 | Lilly Technical Center | 4 | Petroleum Liquids | 2 | Industrial Non-CHP
58043 | Lilly Technical Center | 5 | All Other | 1 | Industrial Non-CHP
58044 | Anchor Wind, LLC | GEN1 | Onshore Wind Turbine | 6 | IPP Non-CHP
58045 | Community Wind South | GEN1 | Onshore Wind Turbine | 30 | IPP Non-CHP
58046 | Works 53 | 1 | Petroleum Liquids | 1 | Industrial Non-CHP
58046 | Works 53 | 2 | Petroleum Liquids | 1.2 | Industrial Non-CHP
58046 | Works 53 | 3 | Petroleum Liquids | 0.8 | Industrial Non-CHP
58047 | PPG Monroeville Chemicals Center | 2 | Petroleum Liquids | 0.3 | Commercial Non-CHP
58047 | PPG Monroeville Chemicals Center | 3 | Petroleum Liquids | 0.8 | Commercial Non-CHP
58048 | BayWa r.e Mozart LLC | 1 | Onshore Wind Turbine | 30 | IPP Non-CHP
58049 | Jordache Enterprises Solar | PV | Solar Photovoltaic | 1.3 | Commercial Non-CHP
58051 | PPG Industries, Inc. Works 6 | L1 | Petroleum Liquids | 2 | Industrial Non-CHP
58051 | PPG Industries, Inc. Works 6 | L2AE | Petroleum Liquids | 1.5 | Industrial Non-CHP
58051 | PPG Industries, Inc. Works 6 | L2BW | Petroleum Liquids | 1.5 | Industrial Non-CHP
58052 | Battle Creek Mill | 1TG | Natural Gas Steam Turbine | 2 | Industrial CHP
58052 | Battle Creek Mill | 2TG | Natural Gas Steam Turbine | 2 | Industrial CHP
58053 | Vitro Flat Glass LLC | IG#2 | Petroleum Liquids | 0.9 | Industrial Non-CHP
58053 | Vitro Flat Glass LLC | OG#1 | Petroleum Liquids | 1.3 | Industrial Non-CHP
58053 | Vitro Flat Glass LLC | OG#3 | Petroleum Liquids | 1.1 | Industrial Non-CHP
58054 | Burgess BioPower | ST01 | Wood/Wood Waste Biomass | 75 | IPP Non-CHP
58055 | Windy Ridge Generating Facility | 1 | Other Waste Biomass | 0.7 | Industrial Non-CHP
58055 | Windy Ridge Generating Facility | 2 | Other Waste Biomass | 0.7 | Industrial Non-CHP
58056 | MillerCoors Irwindale Brewery | JEN1 | Other Waste Biomass | 0.5 | Industrial Non-CHP
58056 | MillerCoors Irwindale Brewery | JEN2 | Other Waste Biomass | 0.5 | Industrial Non-CHP
58056 | MillerCoors Irwindale Brewery | PV | Solar Photovoltaic | 2.5 | Industrial Non-CHP
58056 | MillerCoors Irwindale Brewery | T100 | Natural Gas Fired Combustion Turbine | 5.2 | Industrial Non-CHP
58056 | MillerCoors Irwindale Brewery | T200 | Natural Gas Fired Combustion Turbine | 5.2 | Industrial Non-CHP
58057 | MillerCoors Shenandoah Brewery | WWTP | Other Waste Biomass | 1.4 | Industrial Non-CHP
58058 | Paramount Refinery | 1 | Natural Gas Fired Combustion Turbine | 6.7 | Industrial CHP
58061 | Decatur-Morgan Co LFG Recovery Project | 0290 | Landfill Gas | 0.8 | IPP Non-CHP
58061 | Decatur-Morgan Co LFG Recovery Project | 1496 | Landfill Gas | 0.8 | IPP Non-CHP
58062 | Imperial Valley Solar Company 1 LLC | 0001 | Solar Photovoltaic | 23 | IPP Non-CHP
58063 | SABIC Innovative Plastics Mt. Vernon | 1 | Conventional Steam Coal | 5.5 | Industrial CHP
58064 | Laredo Bus Facility Solar Canopies | LBFS | Solar Photovoltaic | 1 | Commercial Non-CHP
58065 | Charlestown Wind Turbine | CWT1 | Onshore Wind Turbine | 1.5 | IPP Non-CHP
58066 | PCA, Filer City Mill | TG2 | Natural Gas Steam Turbine | 8 | Industrial Non-CHP
58066 | PCA, Filer City Mill | TG3 | Natural Gas Steam Turbine | 11.5 | Industrial Non-CHP
58068 | SunE CPS1 LLC | 1 | Solar Photovoltaic | 10 | IPP Non-CHP
58069 | PRSI FCC Generator | 55M1 | Petroleum Coke | 4.7 | Industrial CHP
58070 | Mercer Mall | 1 | Solar Photovoltaic | 1.1 | IPP Non-CHP
58071 | Windwalkers LLC | 1 | Onshore Wind Turbine | 1.6 | IPP Non-CHP
58073 | SEPV 1 | SEPV | Solar Photovoltaic | 2 | IPP Non-CHP
58074 | SEPV 2 | SEPV | Solar Photovoltaic | 2 | IPP Non-CHP
58075 | El Dorado Refinery | L3804 | Natural Gas Fired Combustion Turbine | 38.9 | Industrial CHP
58076 | Edwards Air Force Base | 1 | Solar Photovoltaic | 1 | IPP Non-CHP
58076 | Edwards Air Force Base | 2 | Solar Photovoltaic | 1 | IPP Non-CHP
58076 | Edwards Air Force Base | 3 | Solar Photovoltaic | 1 | IPP Non-CHP
58078 | Rocky Ridge Wind Project | GE 1. | Onshore Wind Turbine | 148.8 | IPP Non-CHP
58079 | Newark Energy Center | GT-1 | Natural Gas Fired Combined Cycle | 225 | IPP Non-CHP
58079 | Newark Energy Center | GT-2 | Natural Gas Fired Combined Cycle | 225 | IPP Non-CHP
58079 | Newark Energy Center | STG-1 | Natural Gas Fired Combined Cycle | 285 | IPP Non-CHP
58080 | Wolf Ridge Wind | 1 | Onshore Wind Turbine | 112.5 | IPP Non-CHP
58081 | Western Sugar Coop- Ft Morgan | ATB-2 | Conventional Steam Coal | 3 | Industrial CHP
58082 | AMP Napoleon Solar Facility | NSF1 | Solar Photovoltaic | 3.5 | Electric Utility
58083 | Fullerton Mill CHP | GTG1 | Natural Gas Fired Combined Cycle | 19 | Industrial CHP
58083 | Fullerton Mill CHP | STG1 | Natural Gas Fired Combined Cycle | 2 | Industrial CHP
58084 | Kimberly Clark-Unit 1,2,3 | GT100 | Natural Gas Fired Combined Cycle | 16.1 | Industrial CHP
58084 | Kimberly Clark-Unit 1,2,3 | GT200 | Natural Gas Fired Combustion Turbine | 16.1 | Industrial CHP
58084 | Kimberly Clark-Unit 1,2,3 | GT300 | Natural Gas Fired Combined Cycle | 4.1 | Industrial CHP
58085 | PRC-Desoto Intl/PPG Aerospace | CATR1 | Petroleum Liquids | 0.5 | Industrial Non-CHP
58085 | PRC-Desoto Intl/PPG Aerospace | CATR2 | Petroleum Liquids | 1 | Industrial Non-CHP
58086 | Intel Folsom | 1 | Solar Photovoltaic | 0.5 | IPP Non-CHP
58086 | Intel Folsom | 2 | Solar Photovoltaic | 0.5 | IPP Non-CHP
58088 | Stony Creek Wind Farm NY | 1 | Onshore Wind Turbine | 94.4 | IPP Non-CHP
58089 | Roeder Family Wind Farm LLC | 1 | Onshore Wind Turbine | 1.6 | IPP Non-CHP
58090 | Middlesex Apple Orchard Solar | SEF-1 | Solar Photovoltaic | 1.3 | Commercial Non-CHP
58090 | Middlesex Apple Orchard Solar | SEF-2 | Solar Photovoltaic | 3.4 | Commercial Non-CHP
58091 | Keystone Solar | KSTN | Solar Photovoltaic | 5 | IPP Non-CHP
58093 | BBB Corporate Headquarters | HQNJ | Solar Photovoltaic | 1 | IPP Non-CHP
58094 | Christmas Tree Shops DC Burlington NJ | FINJ | Solar Photovoltaic | 2.1 | IPP Non-CHP
58095 | Harmon DC Totowa NJ | TONJ | Solar Photovoltaic | 1.5 | IPP Non-CHP
58096 | Bed Bath & Beyond DC Port Reading NJ | PTNJ | Solar Photovoltaic | 1.8 | Commercial Non-CHP
58097 | Green Meadows | 1 | Solar Photovoltaic | 3.5 | IPP Non-CHP
58100 | Kern Oil & Refining Co | 5900 | Natural Gas Fired Combustion Turbine | 4.5 | Industrial Non-CHP
58101 | Foundation Cemex River Plant | WTG1 | Onshore Wind Turbine | 1.6 | IPP Non-CHP
58101 | Foundation Cemex River Plant | WTG2 | Onshore Wind Turbine | 1.6 | IPP Non-CHP
58102 | Foundation Cemex BMQ | WTG1 | Onshore Wind Turbine | 1.5 | IPP Non-CHP
58102 | Foundation Cemex BMQ | WTG2 | Onshore Wind Turbine | 1.5 | IPP Non-CHP
58103 | Heritage Garden Wind Farm I LLC | 1 | Onshore Wind Turbine | 28 | IPP Non-CHP
58104 | Foundation Superior Farms | WTG1 | Onshore Wind Turbine | 1 | Industrial Non-CHP
58105 | Foundation Wal-Mart Red Bluff | WTG1 | Onshore Wind Turbine | 1 | Commercial Non-CHP
58106 | Meadow Creek Project Company | MCPC | Onshore Wind Turbine | 119.7 | IPP Non-CHP
58108 | International Paper Red River Mill | 3 T-G | Wood/Wood Waste Biomass | 78.8 | Industrial CHP
58109 | Georgia-Pacific Toledo Mill | TG1 | Wood/Wood Waste Biomass | 18.5 | Industrial CHP
58109 | Georgia-Pacific Toledo Mill | TG2 | Wood/Wood Waste Biomass | 18.8 | Industrial CHP
58110 | Brookside Newark | BRK | Other Natural Gas | 3.1 | IPP Non-CHP
58111 | Bishop Hill II Wind Farm | 1 | Onshore Wind Turbine | 81 | IPP Non-CHP
58112 | Foundation Cemex Madison | WTG1 | Onshore Wind Turbine | 1 | IPP Non-CHP
58113 | Foundation RRM | WTG1 | Onshore Wind Turbine | 1 | IPP Non-CHP
58113 | Foundation RRM | WTG2 | Onshore Wind Turbine | 1 | IPP Non-CHP
58114 | Foundation NWNA | WTG1 | Onshore Wind Turbine | 1.6 | IPP Non-CHP
58114 | Foundation NWNA | WTG2 | Onshore Wind Turbine | 1.6 | IPP Non-CHP
58116 | Cellu Tissue | GEN1 | Natural Gas Internal Combustion Engine | 3 | Industrial Non-CHP
58117 | TNSG South Plant | 1A | Natural Gas Internal Combustion Engine | 1.4 | Electric Utility
58117 | TNSG South Plant | 2 | Natural Gas Internal Combustion Engine | 0.8 | Electric Utility
58117 | TNSG South Plant | 3 | Natural Gas Internal Combustion Engine | 0.8 | Electric Utility
58117 | TNSG South Plant | 4A | Natural Gas Internal Combustion Engine | 1.4 | Electric Utility
58117 | TNSG South Plant | 6 | Natural Gas Internal Combustion Engine | 3.4 | Electric Utility
58118 | La Joya Del Sol | JDS1 | Solar Photovoltaic | 1.5 | IPP Non-CHP
58119 | Depot Park Solar System | DPSS | Solar Photovoltaic | 3 | IPP Non-CHP
58121 | Echo Wind Park | GEN1 | Onshore Wind Turbine | 49.6 | Electric Utility
58121 | Echo Wind Park | GEN2 | Onshore Wind Turbine | 62.4 | Electric Utility
58121 | Echo Wind Park | GEN3 | Onshore Wind Turbine | 50 | Electric Utility
58122 | Delano Energy Center | GEN1 | Natural Gas Fired Combustion Turbine | 48.5 | IPP Non-CHP
58123 | Wakefern Food Corp | 1 | Solar Photovoltaic | 2 | IPP Non-CHP
58124 | Rothschild Biomass Cogen Facility | 1 | Wood/Wood Waste Biomass | 57.5 | Electric Utility
58125 | Quay County | 1 | Petroleum Liquids | 27 | Electric Utility
58126 | Limon Wind I | 1 | Onshore Wind Turbine | 200 | IPP Non-CHP
58127 | Limon Wind II | 1 | Onshore Wind Turbine | 200 | IPP Non-CHP
58128 | Kaiser Downey | KRSO1 | Landfill Gas | 0.2 | IPP Non-CHP
58128 | Kaiser Downey | KRSO2 | Landfill Gas | 0.2 | IPP Non-CHP
58128 | Kaiser Downey | KRSO3 | Landfill Gas | 0.2 | IPP Non-CHP
58128 | Kaiser Downey | KRSO4 | Landfill Gas | 0.2 | IPP Non-CHP
58128 | Kaiser Downey | KRSO5 | Landfill Gas | 0.2 | IPP Non-CHP
58129 | Prairies Edge Generating Facility | GEN1 | Natural Gas Internal Combustion Engine | 1.1 | Industrial Non-CHP
58130 | Blue Mountain Biogas | BMB N | Other Waste Biomass | 1.6 | IPP Non-CHP
58130 | Blue Mountain Biogas | BMB S | Other Waste Biomass | 1.6 | IPP Non-CHP
58131 | Outback Solar At Christmas Valley | PV1 | Solar Photovoltaic | 4.4 | IPP Non-CHP
58132 | Kaiser Ontario | KSRO1 | Other Waste Biomass | 0.2 | IPP Non-CHP
58132 | Kaiser Ontario | KSRO2 | Other Waste Biomass | 0.2 | IPP Non-CHP
58132 | Kaiser Ontario | KSRO3 | Other Waste Biomass | 0.2 | IPP Non-CHP
58132 | Kaiser Ontario | KSRO4 | Other Waste Biomass | 0.2 | IPP Non-CHP
58132 | Kaiser Ontario | KSRO5 | Other Waste Biomass | 0.2 | IPP Non-CHP
58134 | Oberlin Spear Point Solar One | OSSO | Solar Photovoltaic | 2 | Commercial Non-CHP
58135 | Washington White Post Solar LLC | 1 | Solar Photovoltaic | 12.4 | IPP Non-CHP
58136 | Adkins Energy LLC | S5MW | Natural Gas Fired Combustion Turbine | 5 | Industrial CHP
58137 | Ensign Wind LLC | 1 | Onshore Wind Turbine | 98.9 | IPP Non-CHP
58138 | Otter Creek Ethanol Poet - Ashton | 1 | Natural Gas Fired Combustion Turbine | 7.5 | Industrial CHP
58139 | Central Energy Plant USU | TURBI | Natural Gas Fired Combustion Turbine | 5 | Commercial Non-CHP
58140 | Summit Street Power Plant | GT-1 | Natural Gas Fired Combustion Turbine | 5.7 | Commercial CHP
58140 | Summit Street Power Plant | GT-2 | Natural Gas Fired Combustion Turbine | 7.5 | Commercial CHP
58141 | Groton Wind LLC | 1 | Onshore Wind Turbine | 48 | IPP Non-CHP
58142 | Rock Creek Dairy | CHP1 | Other Waste Biomass | 1.6 | IPP Non-CHP
58142 | Rock Creek Dairy | CHP2 | Other Waste Biomass | 1.6 | IPP Non-CHP
58144 | SVEP Solar Project Company | SVEP1 | Solar Photovoltaic | 2 | IPP Non-CHP
58145 | Williamstown Solar | WTS_1 | Solar Photovoltaic | 2 | IPP Non-CHP
58146 | Twin Rivers Paper Co LLC | GEN5 | All Other | 22 | Industrial CHP
58147 | Prescott Solar Plant | PV1 | Solar Photovoltaic | 10.8 | IPP Non-CHP
58148 | RE Kansas South LLC | KS | Solar Photovoltaic | 20 | IPP Non-CHP
58149 | TA-High Desert LLC | TAHD | Solar Photovoltaic | 20 | IPP Non-CHP
58150 | Black Cap Solar Plant | 1 | Solar Photovoltaic | 2 | Electric Utility
58151 | Central Utility Plant - Texas A&M | GTG01 | Natural Gas Fired Combined Cycle | 34.1 | Commercial CHP
58151 | Central Utility Plant - Texas A&M | STG02 | Natural Gas Fired Combined Cycle | 11 | Commercial CHP
58151 | Central Utility Plant - Texas A&M | STG04 | Natural Gas Fired Combined Cycle | 5 | Commercial CHP
58152 | Danbury Hospital Cogen Plant | GEN1 | Natural Gas Fired Combustion Turbine | 4.3 | Commercial CHP
58153 | Eastern Maine Medical Center | COGE | Natural Gas Fired Combustion Turbine | 3.8 | Commercial CHP
58154 | North Sky River Energy LLC | GEN1 | Onshore Wind Turbine | 162 | IPP Non-CHP
58155 | Perrin Ranch Wind LLC | GEN1 | Onshore Wind Turbine | 99.2 | IPP Non-CHP
58156 | SUNY Old Westbury College | GE | Natural Gas Internal Combustion Engine | 1.8 | Commercial Non-CHP
58157 | University of Rochester | HP | Natural Gas Steam Turbine | 18.2 | Commercial CHP
58157 | University of Rochester | LP | Natural Gas Steam Turbine | 7.2 | Commercial CHP
58158 | Wesleyan University Cogen 1 | 1 | Natural Gas Internal Combustion Engine | 2.4 | Commercial CHP
58159 | UCONN Cogen Facility | CGT1 | Natural Gas Fired Combined Cycle | 6.9 | Commercial CHP
58159 | UCONN Cogen Facility | CGT2 | Natural Gas Fired Combined Cycle | 6.9 | Commercial CHP
58159 | UCONN Cogen Facility | CGT3 | Natural Gas Fired Combined Cycle | 6.9 | Commercial CHP
58159 | UCONN Cogen Facility | STG1 | Natural Gas Fired Combined Cycle | 5 | Commercial CHP
58160 | Williams College - Campus CHP | GEN2 | Natural Gas Steam Turbine | 3 | Commercial CHP
58161 | Western Michigan University Power Plant | EG-1 | Natural Gas Internal Combustion Engine | 0.8 | Commercial CHP
58161 | Western Michigan University Power Plant | GTG-7 | Natural Gas Fired Combined Cycle | 5 | Commercial CHP
58161 | Western Michigan University Power Plant | GTG-8 | Natural Gas Fired Combined Cycle | 5 | Commercial CHP
58161 | Western Michigan University Power Plant | STG-1 | Natural Gas Fired Combined Cycle | 0.9 | Commercial CHP
58162 | Cirrus Wind 1 LLC | CW | Onshore Wind Turbine | 61.2 | IPP Non-CHP
58163 | Mercy Medical Center | 1 | Petroleum Liquids | 0.1 | Commercial Non-CHP
58163 | Mercy Medical Center | 3 | Petroleum Liquids | 0.4 | Commercial Non-CHP
58163 | Mercy Medical Center | 4 | Petroleum Liquids | 0.7 | Commercial Non-CHP
58163 | Mercy Medical Center | 5 | Petroleum Liquids | 0.3 | Commercial Non-CHP
58163 | Mercy Medical Center | 6 | Petroleum Liquids | 0.2 | Commercial Non-CHP
58163 | Mercy Medical Center | 7 | Petroleum Liquids | 0.3 | Commercial Non-CHP
58163 | Mercy Medical Center | 8 | Petroleum Liquids | 0.6 | Commercial Non-CHP
58164 | Slayton Solar | PV1 | Solar Photovoltaic | 1.7 | IPP Non-CHP
58165 | College of New Jersey | COGEN | Natural Gas Internal Combustion Engine | 6.2 | Commercial CHP
58166 | Smith College Central Heating Plant | GT-1 | Natural Gas Fired Combustion Turbine | 5.3 | Commercial CHP
58167 | William Floyd School District | GEN1 | Natural Gas Internal Combustion Engine | 1.3 | Commercial CHP
58167 | William Floyd School District | GEN2 | Natural Gas Internal Combustion Engine | 1.3 | Commercial CHP
58167 | William Floyd School District | GEN3 | Petroleum Liquids | 1.3 | Commercial CHP
58168 | Energy Center | EC01 | Natural Gas Internal Combustion Engine | 1.5 | Commercial CHP
58169 | CSUF Trigeneration | 1 | Natural Gas Fired Combustion Turbine | 4.6 | Commercial CHP
58169 | CSUF Trigeneration | CPAC | Solar Photovoltaic | 0.3 | Commercial CHP
58169 | CSUF Trigeneration | KHS | Solar Photovoltaic | 0.3 | Commercial CHP
58169 | CSUF Trigeneration | NPS | Solar Photovoltaic | 2 | Commercial CHP
58169 | CSUF Trigeneration | PS4 | Solar Photovoltaic | 0.3 | Commercial CHP
58169 | CSUF Trigeneration | SCPS | Solar Photovoltaic | 1 | Commercial CHP
58170 | Crafton Hills College Solar Farm | GEN1 | Solar Photovoltaic | 1.3 | Commercial Non-CHP
58171 | Prairie Fire | GEN1 | Solar Photovoltaic | 4.5 | Electric Utility
58172 | Seaside Heights Power Plant | UINT3 | Petroleum Liquids | 2 | Electric Utility
58172 | Seaside Heights Power Plant | UNIT1 | Petroleum Liquids | 2 | Electric Utility
58172 | Seaside Heights Power Plant | UNIT2 | Petroleum Liquids | 2 | Electric Utility
58173 | BMW Manufacturing Co | GT601 | Landfill Gas | 5.5 | Industrial Non-CHP
58173 | BMW Manufacturing Co | GT602 | Landfill Gas | 5.5 | Industrial Non-CHP
58174 | Wilson Solar | WSMA | Solar Photovoltaic | 2 | IPP Non-CHP
58177 | Kishwaukee CHP Plant | 1 | Other Waste Biomass | 1 | IPP CHP
58177 | Kishwaukee CHP Plant | 2 | Other Waste Biomass | 1 | IPP CHP
58177 | Kishwaukee CHP Plant | 3 | Other Waste Biomass | 1 | IPP CHP
58178 | M. G. Emmett J. Bean Federal Center | 1 | Solar Photovoltaic | 2 | IPP Non-CHP
58179 | MTSU Power Co-Gen Plant | GT-01 | Natural Gas Fired Combustion Turbine | 5 | Commercial CHP
58180 | UNH 7.9 MW Plant | 1 | Landfill Gas | 7.9 | Commercial CHP
58181 | Loyola University Health Plant | UNIT1 | Natural Gas Fired Combustion Turbine | 5.3 | Commercial CHP
58181 | Loyola University Health Plant | UNIT2 | Natural Gas Fired Combustion Turbine | 5.3 | Commercial CHP
58183 | Prairie Horizon Agri Energy | T5741 | Natural Gas Steam Turbine | 1.7 | Industrial CHP
58184 | Rand Whitney CHP Plant | TG-1 | Natural Gas Fired Combustion Turbine | 14.6 | Industrial CHP
58185 | Amherst College Co Gen | CTG | Natural Gas Fired Combustion Turbine | 1.2 | Commercial CHP
58185 | Amherst College Co Gen | STG | Natural Gas Steam Turbine | 0.5 | Commercial CHP
58186 | HVCC Cogen Plant | CG01 | Natural Gas Internal Combustion Engine | 0.9 | Commercial CHP
58186 | HVCC Cogen Plant | CG02 | Natural Gas Internal Combustion Engine | 0.9 | Commercial CHP
58186 | HVCC Cogen Plant | CG03 | Natural Gas Internal Combustion Engine | 1.4 | Commercial CHP
58186 | HVCC Cogen Plant | CG04 | Natural Gas Internal Combustion Engine | 1.4 | Commercial CHP
58186 | HVCC Cogen Plant | CG05 | Petroleum Liquids | 2.1 | Commercial CHP
58186 | HVCC Cogen Plant | CG06 | Natural Gas Internal Combustion Engine | 1.4 | Commercial CHP
58187 | 180 Raritan Solar | 1 | Solar Photovoltaic | 1.9 | IPP Non-CHP
58190 | Thomas M Knott Cogen Facility | CG | Natural Gas Fired Combustion Turbine | 1.4 | Industrial Non-CHP
58191 | US Magnesium | GT1 | Natural Gas Fired Combustion Turbine | 16 | Industrial CHP
58191 | US Magnesium | GT2 | Natural Gas Fired Combustion Turbine | 16 | Industrial CHP
58191 | US Magnesium | GT3 | Natural Gas Fired Combustion Turbine | 16 | Industrial CHP
58192 | Arkalon Ethanol LLC | ST961 | Natural Gas Steam Turbine | 3 | Industrial CHP
58193 | Bonanza BioEnergy LLC | ST96 | Natural Gas Steam Turbine | 2 | Industrial CHP
58195 | East Campus Steam Plant | CT1 | Natural Gas Fired Combustion Turbine | 7 | Commercial CHP
58196 | Cargill Salt Hersey | ST1 | Natural Gas Steam Turbine | 2.1 | Industrial CHP
58197 | Poet Biorefining Lake Crystal | 1 | Petroleum Liquids | 6 | Industrial CHP
58197 | Poet Biorefining Lake Crystal | 2 | Natural Gas Steam Turbine | 1 | Industrial CHP
58198 | Parnassus Central Utility Plant | GTG1 | Natural Gas Fired Combined Cycle | 4.8 | Commercial CHP
58198 | Parnassus Central Utility Plant | GTG2 | Natural Gas Fired Combined Cycle | 4.8 | Commercial CHP
58198 | Parnassus Central Utility Plant | STG1 | Natural Gas Fired Combined Cycle | 3.8 | Commercial CHP
58199 | Arizona State University CHP | G1 | Natural Gas Fired Combined Cycle | 9.2 | Commercial CHP
58200 | Burnside Alumina Plant | GEN1 | Natural Gas Steam Turbine | 4 | Industrial CHP
58200 | Burnside Alumina Plant | GEN2 | Natural Gas Steam Turbine | 4 | Industrial CHP
58200 | Burnside Alumina Plant | GEN3 | Natural Gas Steam Turbine | 4 | Industrial CHP
58201 | Monroe Community College Plant | 1 | Natural Gas Internal Combustion Engine | 1.6 | Commercial CHP
58201 | Monroe Community College Plant | 2 | Natural Gas Internal Combustion Engine | 1.6 | Commercial CHP
58201 | Monroe Community College Plant | 3 | Natural Gas Internal Combustion Engine | 1.6 | Commercial CHP
58201 | Monroe Community College Plant | 4 | Natural Gas Internal Combustion Engine | 1.6 | Commercial CHP
58202 | RE Victor Phelan Solar One LLC | VPS1 | Solar Photovoltaic | 20 | IPP Non-CHP
58203 | Minco Wind III, LLC | 1 | Onshore Wind Turbine | 100.8 | IPP Non-CHP
58204 | Grassland 3&4 Solar Project | INV3 | Solar Photovoltaic | 2.5 | IPP Non-CHP
58205 | Grand Ave Plant | 1 | Natural Gas Steam Turbine | 5 | IPP CHP
58206 | West Gates Solar Station | 1 | Solar Photovoltaic | 10 | Electric Utility
58207 | Central Utility Plant at White Oak | G1 | Natural Gas Internal Combustion Engine | 5.7 | Commercial CHP
58207 | Central Utility Plant at White Oak | G10 | Petroleum Liquids | 2.3 | Commercial CHP
58207 | Central Utility Plant at White Oak | G11 | Petroleum Liquids | 2.3 | Commercial CHP
58207 | Central Utility Plant at White Oak | G12 | Natural Gas Fired Combined Cycle | 5 | Commercial CHP
58207 | Central Utility Plant at White Oak | G2 | Petroleum Liquids | 2.3 | Commercial CHP
58207 | Central Utility Plant at White Oak | G3 | Natural Gas Fired Combustion Turbine | 4.3 | Commercial CHP
58207 | Central Utility Plant at White Oak | G4 | Natural Gas Fired Combustion Turbine | 4.3 | Commercial CHP
58207 | Central Utility Plant at White Oak | G5 | Natural Gas Fired Combustion Turbine | 4.3 | Commercial CHP
58207 | Central Utility Plant at White Oak | G6 | Natural Gas Fired Combustion Turbine | 4.3 | Commercial CHP
58207 | Central Utility Plant at White Oak | G7 | Natural Gas Fired Combined Cycle | 7.5 | Commercial CHP
58207 | Central Utility Plant at White Oak | G8 | Natural Gas Fired Combined Cycle | 7.5 | Commercial CHP
58207 | Central Utility Plant at White Oak | G9 | Natural Gas Fired Combustion Turbine | 4.5 | Commercial CHP
58208 | Cinnamon Bay Edgeboro Landfill | 1 | Landfill Gas | 9.6 | IPP Non-CHP
58209 | NextEra-Blackwell Wind, LLC | WT | Onshore Wind Turbine | 59.8 | IPP Non-CHP
58210 | NFM Solar Power LLC | 1 | Solar Photovoltaic | 1.9 | IPP Non-CHP
58213 | Saddle Mountain Solar I | AZ2 | Solar Photovoltaic | 15 | IPP Non-CHP
58214 | West Greenwich Solar | WGRI | Solar Photovoltaic | 1.9 | IPP Non-CHP
58215 | Lee Combined Cycle Plant | 1A | Natural Gas Fired Combined Cycle | 180 | Electric Utility
58215 | Lee Combined Cycle Plant | 1B | Natural Gas Fired Combined Cycle | 180 | Electric Utility
58215 | Lee Combined Cycle Plant | 1C | Natural Gas Fired Combined Cycle | 180 | Electric Utility
58215 | Lee Combined Cycle Plant | ST1 | Natural Gas Fired Combined Cycle | 380 | Electric Utility
58216 | J.R. Simplot Company | 1 | All Other | 4 | Industrial Non-CHP
58217 | Grassland 1&2 Solar Project | INV4 | Solar Photovoltaic | 2.5 | IPP Non-CHP
58218 | Spion Kop Wind Farm | SKW25 | Onshore Wind Turbine | 40 | Electric Utility
58219 | GL Dairy Biogas | 1426 | Other Waste Biomass | 1.4 | IPP Non-CHP
58219 | GL Dairy Biogas | 633 | Other Waste Biomass | 0.6 | IPP Non-CHP
58220 | Haviland Plastic Products | WTGA | Onshore Wind Turbine | 1.5 | Industrial Non-CHP
58220 | Haviland Plastic Products | WTGB | Onshore Wind Turbine | 1.5 | Industrial Non-CHP
58220 | Haviland Plastic Products | WTGC | Onshore Wind Turbine | 1.5 | Industrial Non-CHP
58222 | E.B. Eddy Paper Inc | 3TU | Natural Gas Steam Turbine | 5 | Industrial CHP
58223 | Hoag Hospital Cogen Plant | 1 | Natural Gas Internal Combustion Engine | 1.5 | Commercial CHP
58223 | Hoag Hospital Cogen Plant | 2 | Natural Gas Internal Combustion Engine | 1.5 | Commercial CHP
58223 | Hoag Hospital Cogen Plant | 3 | Natural Gas Internal Combustion Engine | 1.5 | Commercial CHP
58224 | CCSU Co-Gen-STBY Gen | EC#1 | Natural Gas Internal Combustion Engine | 1.3 | Commercial CHP
58224 | CCSU Co-Gen-STBY Gen | EC#2 | Natural Gas Internal Combustion Engine | 1.3 | Commercial CHP
58224 | CCSU Co-Gen-STBY Gen | GRND | Petroleum Liquids | 0.3 | Commercial CHP
58224 | CCSU Co-Gen-STBY Gen | MEMH | Petroleum Liquids | 0.7 | Commercial CHP
58226 | Newberry Solar 1 LLC | 1 | Solar Photovoltaic | 1.5 | IPP Non-CHP
58227 | SEPV9 Power Plant | SPV9 | Solar Photovoltaic | 9 | IPP Non-CHP
58228 | Milford Solar Farm | GEN1 | Solar Photovoltaic | 11.8 | IPP Non-CHP
58229 | Lake Marion | GEN1 | Petroleum Liquids | 8.8 | IPP Non-CHP
58230 | Hastings | GEN1 | Petroleum Liquids | 8.8 | IPP Non-CHP
58231 | Lincoln Financial Field | GEN1 | Solar Photovoltaic | 2.9 | IPP Non-CHP
58232 | Tahquitz High School | TAHQ | Solar Photovoltaic | 1 | Commercial Non-CHP
58233 | Wagner Wind LLC | GEN1 | Onshore Wind Turbine | 6 | IPP Non-CHP
58234 | SEPV 8 | SPV8 | Solar Photovoltaic | 12 | IPP Non-CHP
58235 | Clayville | 1 | Natural Gas Fired Combustion Turbine | 73 | Electric Utility
58237 | CCSU Fuel Cell Project | CCSU | Other Natural Gas | 1.4 | Commercial CHP
58238 | Georgia Mountain Community Wind Farm | GMCW | Onshore Wind Turbine | 10 | IPP Non-CHP
58239 | Kent County-Kennedyville | PVKV | Solar Photovoltaic | 1 | IPP Non-CHP
58240 | Kit Carson | PV_KC | Solar Photovoltaic | 1.3 | IPP Non-CHP
58241 | Rock Hall | RCKHL | Solar Photovoltaic | 1 | IPP Non-CHP
58242 | Pattern Panhandle Wind LLC | 1 | Onshore Wind Turbine | 218 | IPP Non-CHP
58243 | Kent County - Worton Complex | WRTN | Solar Photovoltaic | 1 | IPP Non-CHP
58244 | West Valley High School Solar | WEST | Solar Photovoltaic | 1 | Commercial Non-CHP
58245 | Northeastern Illinois University Cogen | GEN1 | Natural Gas Internal Combustion Engine | 0.8 | Commercial CHP
58245 | Northeastern Illinois University Cogen | GEN2 | Natural Gas Internal Combustion Engine | 0.8 | Commercial CHP
58245 | Northeastern Illinois University Cogen | GEN3 | Natural Gas Internal Combustion Engine | 0.8 | Commercial CHP
58245 | Northeastern Illinois University Cogen | GEN4 | Natural Gas Internal Combustion Engine | 0.8 | Commercial CHP
58246 | Millersville LFG | CAT1 | Landfill Gas | 1.6 | IPP Non-CHP
58246 | Millersville LFG | CAT2 | Landfill Gas | 1.6 | IPP Non-CHP
58248 | Pierce College | GEN1 | Solar Photovoltaic | 1.9 | Commercial Non-CHP
58249 | VA Sepulveda Ambulatory Care Center | GEN1 | Solar Photovoltaic | 3.5 | Commercial Non-CHP
58250 | Tullytown | GEN1 | Landfill Gas | 1.6 | IPP Non-CHP
58251 | C&H Sugar Plant | TG3 | All Other | 4 | Industrial CHP
58251 | C&H Sugar Plant | TG4 | All Other | 4 | Industrial CHP
58252 | Alpha Ridge LFG | JEN1 | Landfill Gas | 1 | IPP Non-CHP
58253 | CBS Television City | GEN1 | Solar Photovoltaic | 1.6 | Commercial Non-CHP
58254 | Chatham | CT02R | Natural Gas Fired Combustion Turbine | 3.6 | Electric Utility
58254 | Chatham | CTOIS | Natural Gas Fired Combustion Turbine | 3.7 | Electric Utility
58255 | Rubart | 01 | Natural Gas Internal Combustion Engine | 10 | Electric Utility
58255 | Rubart | 02 | Natural Gas Internal Combustion Engine | 10 | Electric Utility
58255 | Rubart | 03 | Natural Gas Internal Combustion Engine | 10 | Electric Utility
58255 | Rubart | 04 | Natural Gas Internal Combustion Engine | 10 | Electric Utility
58255 | Rubart | 05 | Natural Gas Internal Combustion Engine | 10 | Electric Utility
58255 | Rubart | 06 | Natural Gas Internal Combustion Engine | 10 | Electric Utility
58255 | Rubart | 07 | Natural Gas Internal Combustion Engine | 10 | Electric Utility
58255 | Rubart | 08 | Natural Gas Internal Combustion Engine | 10 | Electric Utility
58255 | Rubart | 09 | Natural Gas Internal Combustion Engine | 10 | Electric Utility
58255 | Rubart | 10 | Natural Gas Internal Combustion Engine | 10 | Electric Utility
58255 | Rubart | 11 | Natural Gas Internal Combustion Engine | 10 | Electric Utility
58255 | Rubart | 12 | Natural Gas Internal Combustion Engine | 10 | Electric Utility
58256 | Los Alamos PV Site | 1 | Solar Photovoltaic | 1 | Electric Utility
58256 | Los Alamos PV Site | 2 | Batteries | 1 | Electric Utility
58256 | Los Alamos PV Site | 3 | Batteries | 0.8 | Electric Utility
58257 | Upper Pacolet Hydro | UP1 | Conventional Hydroelectric | 1.1 | Electric Utility
58258 | Central Utilities Plant LAX 2 | GEN1 | Natural Gas Fired Combustion Turbine | 4.6 | Commercial CHP
58258 | Central Utilities Plant LAX 2 | GEN2 | Natural Gas Fired Combustion Turbine | 4.6 | Commercial CHP
58259 | Kalaeloa Solar Two | KAS2 | Solar Photovoltaic | 5 | IPP Non-CHP
58260 | Brunswick County Power Station | CT01 | Natural Gas Fired Combined Cycle | 297.5 | Electric Utility
58260 | Brunswick County Power Station | CT02 | Natural Gas Fired Combined Cycle | 297.5 | Electric Utility
58260 | Brunswick County Power Station | CT03 | Natural Gas Fired Combined Cycle | 297.5 | Electric Utility
58260 | Brunswick County Power Station | ST01 | Natural Gas Fired Combined Cycle | 579.7 | Electric Utility
58261 | FAA NorCal TRACON | 1 | Solar Photovoltaic | 1 | IPP Non-CHP
58262 | Badger 1 | 1 | Solar Photovoltaic | 14.8 | IPP Non-CHP
58263 | Bay View Cogeneration Facility | GTG | Landfill Gas | 5.5 | Electric Utility
58263 | Bay View Cogeneration Facility | STG | Landfill Gas | 6.5 | Electric Utility
58264 | Apple Data Center - Fuel Cell 1&2 | FC1 | Landfill Gas | 5 | Commercial Non-CHP
58264 | Apple Data Center - Fuel Cell 1&2 | FC2 | Landfill Gas | 5.5 | Commercial Non-CHP
58265 | NCAH Central Utility Plant | C-3 | Petroleum Liquids | 0.2 | Commercial CHP
58265 | NCAH Central Utility Plant | EP-6 | Petroleum Liquids | 0.8 | Commercial CHP
58265 | NCAH Central Utility Plant | FRZRF | Petroleum Liquids | 0.2 | Commercial CHP
58265 | NCAH Central Utility Plant | MBGEN | Petroleum Liquids | 0.5 | Commercial CHP
58265 | NCAH Central Utility Plant | S-13 | Petroleum Liquids | 2.1 | Commercial CHP
58265 | NCAH Central Utility Plant | S-14 | Petroleum Liquids | 2.1 | Commercial CHP
58265 | NCAH Central Utility Plant | S-16 | Natural Gas Fired Combustion Turbine | 3 | Commercial CHP
58265 | NCAH Central Utility Plant | S-17 | Petroleum Liquids | 2 | Commercial CHP
58265 | NCAH Central Utility Plant | S-18 | Petroleum Liquids | 2 | Commercial CHP
58265 | NCAH Central Utility Plant | S-19 | Petroleum Liquids | 2 | Commercial CHP
58265 | NCAH Central Utility Plant | S-7A | Natural Gas Fired Combustion Turbine | 1 | Commercial CHP
58266 | Port Westward Unit 2 | 1 | Natural Gas Internal Combustion Engine | 18.8 | Electric Utility
58266 | Port Westward Unit 2 | 10 | Natural Gas Internal Combustion Engine | 18.8 | Electric Utility
58266 | Port Westward Unit 2 | 11 | Natural Gas Internal Combustion Engine | 18.8 | Electric Utility
58266 | Port Westward Unit 2 | 12 | Natural Gas Internal Combustion Engine | 18.8 | Electric Utility
58266 | Port Westward Unit 2 | 2 | Natural Gas Internal Combustion Engine | 18.8 | Electric Utility
58266 | Port Westward Unit 2 | 3 | Natural Gas Internal Combustion Engine | 18.8 | Electric Utility
58266 | Port Westward Unit 2 | 4 | Natural Gas Internal Combustion Engine | 18.8 | Electric Utility
58266 | Port Westward Unit 2 | 5 | Natural Gas Internal Combustion Engine | 18.8 | Electric Utility
58266 | Port Westward Unit 2 | 6 | Natural Gas Internal Combustion Engine | 18.8 | Electric Utility
58266 | Port Westward Unit 2 | 7 | Natural Gas Internal Combustion Engine | 18.8 | Electric Utility
58266 | Port Westward Unit 2 | 8 | Natural Gas Internal Combustion Engine | 18.8 | Electric Utility
58266 | Port Westward Unit 2 | 9 | Natural Gas Internal Combustion Engine | 18.8 | Electric Utility
58268 | UNC-CH LFG Facility | LFG1 | Landfill Gas | 1 | Commercial Non-CHP
58269 | Bay View Backup Power Facility | G1 | Petroleum Liquids | 2 | Electric Utility
58269 | Bay View Backup Power Facility | G2 | Natural Gas Internal Combustion Engine | 2 | Electric Utility
58269 | Bay View Backup Power Facility | G3 | Natural Gas Internal Combustion Engine | 2 | Electric Utility
58269 | Bay View Backup Power Facility | G4 | Natural Gas Internal Combustion Engine | 2 | Electric Utility
58269 | Bay View Backup Power Facility | G5 | Natural Gas Internal Combustion Engine | 2 | Electric Utility
58269 | Bay View Backup Power Facility | G6 | Natural Gas Internal Combustion Engine | 2 | Electric Utility
58270 | Acushnet AD Makepeace | 1 | Solar Photovoltaic | 4.7 | IPP Non-CHP
58271 | Acushnet Hawes Reed Road | 1 | Solar Photovoltaic | 1 | IPP Non-CHP
58272 | Easthampton Landfill-City of Easthampton | 1 | Solar Photovoltaic | 1.9 | IPP Non-CHP
58273 | South Robeson Farm | SROB | Solar Photovoltaic | 5 | IPP Non-CHP
58274 | Raeford Farm | RAEF | Solar Photovoltaic | 5 | IPP Non-CHP
58275 | Mass Midstate Solar 3 | 1 | Solar Photovoltaic | 4 | IPP Non-CHP
58276 | Mass Midstate Solar 2 | 1 | Solar Photovoltaic | 5 | IPP Non-CHP
58277 | Paia Hydroelectric Plant | PAH1 | Conventional Hydroelectric | 1.3 | Industrial Non-CHP
58278 | TNSG North Plant | 13 | Petroleum Liquids | 0.3 | Electric Utility
58278 | TNSG North Plant | CT1 | Natural Gas Fired Combustion Turbine | 5.2 | Electric Utility
58278 | TNSG North Plant | CT2 | Natural Gas Fired Combustion Turbine | 5.2 | Electric Utility
58278 | TNSG North Plant | CT3 | Natural Gas Fired Combustion Turbine | 7.5 | Electric Utility
58278 | TNSG North Plant | CT4 | Natural Gas Fired Combustion Turbine | 7.5 | Electric Utility
58279 | Mass Midstate Solar 1 | 1 | Solar Photovoltaic | 5 | IPP Non-CHP
58280 | Millbury Solar | 1 | Solar Photovoltaic | 3 | IPP Non-CHP
58282 | Leicester One MA Solar LLC | 1 | Solar Photovoltaic | 6 | IPP Non-CHP
58283 | Freetown Solar | 1 | Solar Photovoltaic | 5 | IPP Non-CHP
58284 | La Luz Energy Center | 0001 | Natural Gas Fired Combustion Turbine | 42.3 | Electric Utility
58289 | Venable Solar 1 | VNPV | Solar Photovoltaic | 1.5 | IPP Non-CHP
58290 | Venable Solar 2 | VSPV | Solar Photovoltaic | 1.5 | IPP Non-CHP
58292 | Jewish Community Center PV | JCC | Solar Photovoltaic | 1.1 | IPP Non-CHP
58293 | Paradise Valley H.S. PV | PVH | Solar Photovoltaic | 1.3 | IPP Non-CHP
58295 | SREC Bath LFGTE | GEN1 | Landfill Gas | 1.6 | IPP Non-CHP
58295 | SREC Bath LFGTE | GEN2 | Landfill Gas | 1.6 | IPP Non-CHP
58296 | Roll Delano 2 | ROL6 | Other Natural Gas | 1 | IPP Non-CHP
58297 | Roll Delano | ROL4 | Other Natural Gas | 1.1 | IPP Non-CHP
58298 | Roll Lost Hills | ROL3 | Other Natural Gas | 1.1 | IPP Non-CHP
58299 | Xilinx San Jose | XLX | Other Natural Gas | 1.1 | IPP Non-CHP
58300 | Honda Torrance | HON | Other Natural Gas | 1.1 | IPP Non-CHP
58301 | Juniper Networks Sunnyvale | JPR | Other Natural Gas | 1.1 | IPP Non-CHP
58302 | Life Technologies Carlsbad | LFT | Other Natural Gas | 1.1 | IPP Non-CHP
58303 | Taylor Farms Salinas | TLR | Other Natural Gas | 1.1 | IPP Non-CHP
58304 | Kingsburg Solar | 1 | Solar Photovoltaic | 1.5 | IPP Non-CHP
58304 | Kingsburg Solar | 2 | Solar Photovoltaic | 1.5 | IPP Non-CHP
58304 | Kingsburg Solar | 3 | Solar Photovoltaic | 0.7 | IPP Non-CHP
58305 | PCIP Solar | PCIP | Solar Photovoltaic | 1 | IPP Non-CHP
58306 | Exeter Solar | 1 | Solar Photovoltaic | 1 | IPP Non-CHP
58306 | Exeter Solar | 2 | Solar Photovoltaic | 1 | IPP Non-CHP
58306 | Exeter Solar | 3 | Solar Photovoltaic | 1.5 | IPP Non-CHP
58307 | Ivanhoe Solar | 1 | Solar Photovoltaic | 1.5 | IPP Non-CHP
58307 | Ivanhoe Solar | 2 | Solar Photovoltaic | 0.5 | IPP Non-CHP
58307 | Ivanhoe Solar | 3 | Solar Photovoltaic | 1.5 | IPP Non-CHP
58308 | Lindsay Solar | 1 | Solar Photovoltaic | 1.5 | IPP Non-CHP
58308 | Lindsay Solar | 3 | Solar Photovoltaic | 1.5 | IPP Non-CHP
58308 | Lindsay Solar | 4 | Solar Photovoltaic | 1 | IPP Non-CHP
58309 | Porterville Solar | 1 | Solar Photovoltaic | 1 | IPP Non-CHP
58309 | Porterville Solar | 2 | Solar Photovoltaic | 1 | IPP Non-CHP
58309 | Porterville Solar | 5 | Solar Photovoltaic | 1.5 | IPP Non-CHP
58310 | Lake Charles Plant | G-1 | All Other | 36.4 | Industrial Non-CHP
58311 | Chadbourn Farm | 1 | Solar Photovoltaic | 5 | IPP Non-CHP
58312 | Warrenton Farm | 1 | Solar Photovoltaic | 4 | IPP Non-CHP
58313 | Mocksville Farm | 1 | Solar Photovoltaic | 5 | IPP Non-CHP
58314 | Belwood Farm | 1 | Solar Photovoltaic | 4 | IPP Non-CHP
58315 | Arndt Farm | 1 | Solar Photovoltaic | 5 | IPP Non-CHP
58316 | Railroad Farm | 1 | Solar Photovoltaic | 5 | IPP Non-CHP
58317 | Watts Farm | 1 | Solar Photovoltaic | 5 | IPP Non-CHP
58318 | Farrington Farm | 1 | Solar Photovoltaic | 1 | IPP Non-CHP
58319 | Patua Geothermal Project Phase 1A | 1 | Geothermal | 16 | IPP Non-CHP
58319 | Patua Geothermal Project Phase 1A | 3 | Geothermal | 16 | IPP Non-CHP
58319 | Patua Geothermal Project Phase 1A | 5 | Geothermal | 16 | IPP Non-CHP
58320 | G2 Energy Hay Rd | 362 | Landfill Gas | 1.6 | IPP Non-CHP
58321 | Goldthwaite Wind Energy Facility | 1 | Onshore Wind Turbine | 150 | IPP Non-CHP
58322 | Prairie Breeze | 1 | Onshore Wind Turbine | 206.5 | IPP Non-CHP
58323 | Shannon Farm | 1 | Solar Photovoltaic | 5 | IPP Non-CHP
58324 | Vansycle II Wind Energy Center | SIE23 | Onshore Wind Turbine | 98.9 | IPP Non-CHP
58325 | Charles D. Lamb Energy Center | 1 | Natural Gas Fired Combustion Turbine | 122 | Electric Utility
58326 | PWD Northeast WPCP Biogas Cogen Plant | NBG1 | Other Waste Biomass | 1.4 | Commercial Non-CHP
58326 | PWD Northeast WPCP Biogas Cogen Plant | NBG2 | Other Waste Biomass | 1.4 | Commercial Non-CHP
58326 | PWD Northeast WPCP Biogas Cogen Plant | NBG3 | Other Waste Biomass | 1.4 | Commercial Non-CHP
58326 | PWD Northeast WPCP Biogas Cogen Plant | NBG4 | Other Waste Biomass | 1.4 | Commercial Non-CHP
58327 | Bradley Energy Center | UNIT1 | Natural Gas Internal Combustion Engine | 1.5 | Commercial CHP
58327 | Bradley Energy Center | UNIT2 | Natural Gas Internal Combustion Engine | 1.2 | Commercial CHP
58327 | Bradley Energy Center | UNIT3 | Natural Gas Internal Combustion Engine | 1.2 | Commercial CHP
58327 | Bradley Energy Center | UNIT4 | Natural Gas Internal Combustion Engine | 1.9 | Commercial CHP
58328 | North Chicago Energy Center | GT1 | Natural Gas Fired Combustion Turbine | 5.2 | Commercial CHP
58328 | North Chicago Energy Center | GT2 | Natural Gas Fired Combustion Turbine | 7.2 | Commercial CHP
58329 | UMMS at Pocomoke | PV1 | Solar Photovoltaic | 2.8 | IPP Non-CHP
58330 | The Andersons Albion Ethanol LLC | 9611 | Natural Gas Steam Turbine | 2 | Industrial CHP
58330 | The Andersons Albion Ethanol LLC | CHP-1 | Natural Gas Fired Combustion Turbine | 8.1 | Industrial CHP
58332 | Haynes Farm | 1 | Solar Photovoltaic | 5 | IPP Non-CHP
58333 | Lenoir Farm | 1 | Solar Photovoltaic | 5 | IPP Non-CHP
58334 | Lenoir Farm 2 | 1 | Solar Photovoltaic | 5 | IPP Non-CHP
58335 | Marshville Farm | 1 | Solar Photovoltaic | 5 | IPP Non-CHP
58336 | Mile Farm | 1 | Solar Photovoltaic | 5 | IPP Non-CHP
58337 | Moore Solar Farm | 1 | Solar Photovoltaic | 5 | IPP Non-CHP
58338 | Moorings Farm | 1 | Solar Photovoltaic | 5 | IPP Non-CHP
58339 | New Bern Farm | 1 | Solar Photovoltaic | 5 | IPP Non-CHP
58340 | Roxboro Farm | 1 | Solar Photovoltaic | 5 | IPP Non-CHP
58341 | White Cross Farm | 1 | Solar Photovoltaic | 5 | IPP Non-CHP
58342 | Wilson Farm 1 | 1 | Solar Photovoltaic | 5 | IPP Non-CHP
58343 | Yanceyville Farm | 1 | Solar Photovoltaic | 5 | IPP Non-CHP
58344 | AM Best Farm | 1 | Solar Photovoltaic | 5 | IPP Non-CHP
58345 | Mt Olive Farm 2 | 1 | Solar Photovoltaic | 5 | IPP Non-CHP
58346 | Dibrell Farm | 1 | Solar Photovoltaic | 5 | IPP Non-CHP
58347 | Rock Farm | 1 | Solar Photovoltaic | 5 | IPP Non-CHP
58348 | Two Lines Farm | 1 | Solar Photovoltaic | 5 | IPP Non-CHP
58349 | Bolton Farm | 1 | Solar Photovoltaic | 5 | IPP Non-CHP
58350 | McCallum Farm | 1 | Solar Photovoltaic | 5 | IPP Non-CHP
58351 | Tuscola Bay Wind | GE16 | Onshore Wind Turbine | 120 | IPP Non-CHP
58352 | NPI USA Cogeneration Plant | G-11 | Wood/Wood Waste Biomass | 20 | Industrial CHP
58354 | Radiance Solar 4 | 1 | Solar Photovoltaic | 1.5 | IPP Non-CHP
58355 | Radiance Solar 5 | 1 | Solar Photovoltaic | 1.5 | IPP Non-CHP
58356 | The Lawrenceville School Solar Facility | TLS | Solar Photovoltaic | 5.2 | IPP Non-CHP
58357 | White Rose Foods Solar Facility | WR | Solar Photovoltaic | 4.2 | Commercial Non-CHP
58358 | North Jersey Media Group Solar Facility | NJMG | Solar Photovoltaic | 4.1 | Commercial Non-CHP
58359 | Gerresheimer Glass Solar Facility | GG | Solar Photovoltaic | 2.3 | Commercial Non-CHP
58360 | Atlantic Coast Freezers Solar Facility | ACF | Solar Photovoltaic | 2.2 | Commercial Non-CHP
58361 | Williams-Sonoma Solar Facility | WS | Solar Photovoltaic | 3 | Commercial Non-CHP
58362 | Quittacas Pond Solar | QPMA | Solar Photovoltaic | 3.5 | IPP Non-CHP
58363 | Majestic II Wind | WND1 | Onshore Wind Turbine | 79.6 | IPP Non-CHP
58365 | CJTS Energy Center | UNIT7 | Other Natural Gas | 0.4 | Commercial Non-CHP
58366 | Atwell Island | 1 | Solar Photovoltaic | 20.2 | IPP Non-CHP
58370 | Gridley Main | GEN1 | Solar Photovoltaic | 1 | IPP Non-CHP
58371 | Gridley Main Two | GEN1 | Solar Photovoltaic | 2.5 | IPP Non-CHP
58372 | Blue Summit Wind LLC | GEN1 | Onshore Wind Turbine | 135.4 | IPP Non-CHP
58373 | White River Solar | WRCA | Solar Photovoltaic | 20 | IPP Non-CHP
58374 | Corcoran Solar | CSCA | Solar Photovoltaic | 20 | IPP Non-CHP
58375 | Triton East and West Cogen | 1 | Natural Gas Internal Combustion Engine | 0.8 | Commercial Non-CHP
58375 | Triton East and West Cogen | 2 | Natural Gas Internal Combustion Engine | 0.8 | Commercial Non-CHP
58375 | Triton East and West Cogen | 3 | Natural Gas Internal Combustion Engine | 0.8 | Commercial Non-CHP
58375 | Triton East and West Cogen | 4 | Natural Gas Internal Combustion Engine | 0.8 | Commercial Non-CHP
58375 | Triton East and West Cogen | 5 | Natural Gas Internal Combustion Engine | 0.4 | Commercial Non-CHP
58376 | Oakley Solar Project | 1 | Solar Photovoltaic | 1.5 | IPP Non-CHP
58377 | Rochelle Energy Center | REC1 | Landfill Gas | 1.6 | IPP Non-CHP
58377 | Rochelle Energy Center | REC2 | Landfill Gas | 1.6 | IPP Non-CHP
58377 | Rochelle Energy Center | REC3 | Landfill Gas | 1.6 | IPP Non-CHP
58378 | W.A. Parish Carbon Capture Plant | GT2 | Natural Gas Fired Combustion Turbine | 102.7 | IPP Non-CHP
58379 | Cold Canyon 1 | W3998 | Landfill Gas | 1.5 | IPP Non-CHP
58380 | JBER Landfill Gas Power Plant | 1 | Landfill Gas | 2.3 | Commercial Non-CHP
58380 | JBER Landfill Gas Power Plant | 2 | Landfill Gas | 2.3 | Commercial Non-CHP
58380 | JBER Landfill Gas Power Plant | 3 | Landfill Gas | 2.3 | Commercial Non-CHP
58380 | JBER Landfill Gas Power Plant | 4 | Landfill Gas | 2.3 | Commercial Non-CHP
58380 | JBER Landfill Gas Power Plant | 5 | Landfill Gas | 2.3 | Commercial Non-CHP
58381 | Bryan Solar Field | 1 | Solar Photovoltaic | 2.1 | Electric Utility
58382 | Threemile Digester | GEN1 | Other Waste Biomass | 1.6 | IPP CHP
58382 | Threemile Digester | GEN2 | Other Waste Biomass | 1.6 | IPP CHP
58382 | Threemile Digester | GEN3 | Other Waste Biomass | 1.6 | IPP CHP
58383 | Hyder II | PV1 | Solar Photovoltaic | 14 | Electric Utility
58384 | Fargo Drop | GEN1 | Conventional Hydroelectric | 1.1 | IPP Non-CHP
58385 | Northbridge Solar | NSMA | Solar Photovoltaic | 1.9 | IPP Non-CHP
58386 | CU Solar Plant | CU | Solar Photovoltaic | 1.8 | IPP Non-CHP
58387 | CES Sterling LLC | 1 | Solar Photovoltaic | 2.4 | IPP Non-CHP
58388 | Solar Star 1 | AVS1 | Solar Photovoltaic | 39 | IPP Non-CHP
58388 | Solar Star 1 | SS11 | Solar Photovoltaic | 54 | IPP Non-CHP
58388 | Solar Star 1 | SS12 | Solar Photovoltaic | 54 | IPP Non-CHP
58388 | Solar Star 1 | SS13 | Solar Photovoltaic | 58.5 | IPP Non-CHP
58388 | Solar Star 1 | SS14 | Solar Photovoltaic | 33 | IPP Non-CHP
58388 | Solar Star 1 | SS15 | Solar Photovoltaic | 15 | IPP Non-CHP
58388 | Solar Star 1 | SS16 | Solar Photovoltaic | 64.5 | IPP Non-CHP
58389 | Solar Star 2 | AVS2 | Solar Photovoltaic | 19.5 | IPP Non-CHP
58389 | Solar Star 2 | SS21 | Solar Photovoltaic | 60 | IPP Non-CHP
58389 | Solar Star 2 | SS22 | Solar Photovoltaic | 55.5 | IPP Non-CHP
58389 | Solar Star 2 | SS23 | Solar Photovoltaic | 48 | IPP Non-CHP
58389 | Solar Star 2 | SS24 | Solar Photovoltaic | 43.5 | IPP Non-CHP
58389 | Solar Star 2 | SS25 | Solar Photovoltaic | 52.5 | IPP Non-CHP
58390 | Jordan Hydroelectric Project | EMOD | Conventional Hydroelectric | 2.2 | IPP Non-CHP
58390 | Jordan Hydroelectric Project | WMOD | Conventional Hydroelectric | 2.2 | IPP Non-CHP
58391 | IND Solar Farm 1st Phase | 1 | Solar Photovoltaic | 10 | IPP Non-CHP
58392 | Flint Creek Hydroelectric LLC | GEN1 | Conventional Hydroelectric | 2 | IPP Non-CHP
58394 | Alta Wind X | AW10 | Onshore Wind Turbine | 138 | IPP Non-CHP
58395 | Alta Wind XI | AW11 | Onshore Wind Turbine | 90 | IPP Non-CHP
58397 | Ameresco Johnson Canyon | ENG1 | Landfill Gas | 1.4 | IPP Non-CHP
58398 | Heber Solar | 1 | Solar Photovoltaic | 10.9 | IPP Non-CHP
58399 | Synergy Biogas | 1 | Other Waste Biomass | 1.4 | Commercial Non-CHP
58400 | Central Energy Facility | GT01 | Natural Gas Fired Combustion Turbine | 5.5 | Commercial Non-CHP
58400 | Central Energy Facility | GT02 | Natural Gas Fired Combustion Turbine | 4.5 | Commercial Non-CHP
58401 | Volkswagen Solar System | 1 | Solar Photovoltaic | 9.6 | IPP Non-CHP
58402 | Solar Star New Jersey NJ LLC | 1 | Solar Photovoltaic | 1.5 | IPP Non-CHP
58403 | Bellingham PV | SO032 | Solar Photovoltaic | 3 | IPP Non-CHP
58404 | Pantex | 1 | Onshore Wind Turbine | 11.5 | Commercial Non-CHP
58405 | ESS Battery | 1 | Batteries | 3 | Electric Utility
58407 | Luther College Wind Project | WTG01 | Onshore Wind Turbine | 1.6 | IPP Non-CHP
58408 | Maryland Solar | MSH1 | Solar Photovoltaic | 27 | IPP Non-CHP
58410 | Marshfield PV | SO032 | Solar Photovoltaic | 3 | IPP Non-CHP
58411 | Orange PV | SO023 | Solar Photovoltaic | 2 | IPP Non-CHP
58412 | Maynard PV | SO026 | Solar Photovoltaic | 1 | IPP Non-CHP
58414 | NLMU Wind | NLMU | Onshore Wind Turbine | 1.5 | Electric Utility
58416 | Headwaters Wind Farm LLC | 1 | Onshore Wind Turbine | 200 | IPP Non-CHP
58417 | Lone Valley Solar Park I LLC | CP1 | Solar Photovoltaic | 10 | IPP Non-CHP
58418 | Victor Dry Farm Ranch A | 1 | Solar Photovoltaic | 5 | IPP Non-CHP
58419 | Victor Dry Farm Ranch B | 1 | Solar Photovoltaic | 5 | IPP Non-CHP
58420 | Panda Liberty Generation Plant | GEN1 | Natural Gas Fired Combined Cycle | 435 | IPP Non-CHP
58420 | Panda Liberty Generation Plant | GEN2 | Natural Gas Fired Combined Cycle | 435 | IPP Non-CHP
58421 | Missouri Center for Waste to Energy | 320 | Landfill Gas | 1 | IPP Non-CHP
58421 | Missouri Center for Waste to Energy | 420 | Landfill Gas | 1.4 | IPP Non-CHP
58422 | CSU Northridge Plant | 63 | Other Natural Gas | 0.3 | Commercial CHP
58422 | CSU Northridge Plant | 64 | Other Natural Gas | 0.3 | Commercial CHP
58422 | CSU Northridge Plant | 65 | Other Natural Gas | 0.3 | Commercial CHP
58422 | CSU Northridge Plant | 67 | Other Natural Gas | 0.3 | Commercial CHP
58422 | CSU Northridge Plant | B2PV | Solar Photovoltaic | 0.4 | Commercial CHP
58422 | CSU Northridge Plant | CP1 | Natural Gas Fired Combustion Turbine | 0.2 | Commercial CHP
58422 | CSU Northridge Plant | E6PV | Solar Photovoltaic | 0.2 | Commercial CHP
58423 | Southbridge PV | SO022 | Solar Photovoltaic | 3 | IPP Non-CHP
58424 | Harbor Wind LLC | 1 | Onshore Wind Turbine | 9 | IPP Non-CHP
58425 | Fire Island Wind | WT1 | Onshore Wind Turbine | 18 | IPP Non-CHP
58426 | Panda Patriot Generation Plant | GEN1 | Natural Gas Fired Combined Cycle | 435 | IPP Non-CHP
58426 | Panda Patriot Generation Plant | GEN2 | Natural Gas Fired Combined Cycle | 435 | IPP Non-CHP
58427 | Lansing BWL REO Town Plant | CTG1 | Natural Gas Fired Combined Cycle | 42 | Electric Utility
58427 | Lansing BWL REO Town Plant | CTG2 | Natural Gas Fired Combined Cycle | 42 | Electric Utility
58427 | Lansing BWL REO Town Plant | ST | Natural Gas Fired Combined Cycle | 14 | Electric Utility
58428 | LSU Cogen | 1-02 | Natural Gas Fired Combustion Turbine | 19.6 | Commercial CHP
58429 | Sunshine Gas Producers | 1 | Landfill Gas | 4.6 | IPP Non-CHP
58429 | Sunshine Gas Producers | 2 | Landfill Gas | 4.6 | IPP Non-CHP
58429 | Sunshine Gas Producers | 3 | Landfill Gas | 4.6 | IPP Non-CHP
58429 | Sunshine Gas Producers | 4 | Landfill Gas | 4.6 | IPP Non-CHP
58429 | Sunshine Gas Producers | 5 | Landfill Gas | 4.6 | IPP Non-CHP
58430 | Centinela Solar Energy | CSE1 | Solar Photovoltaic | 34.2 | IPP Non-CHP
58430 | Centinela Solar Energy | CSE2 | Solar Photovoltaic | 26.6 | IPP Non-CHP
58430 | Centinela Solar Energy | CSE3 | Solar Photovoltaic | 34.2 | IPP Non-CHP
58430 | Centinela Solar Energy | CSE4 | Solar Photovoltaic | 34.2 | IPP Non-CHP
58430 | Centinela Solar Energy | CSE5 | Solar Photovoltaic | 19 | IPP Non-CHP
58430 | Centinela Solar Energy | CSE6 | Solar Photovoltaic | 26.6 | IPP Non-CHP
58431 | West Tennessee Solar Farm | SNVA | Solar Photovoltaic | 4.2 | IPP Non-CHP
58432 | Houweling Nurseries | COG1 | Natural Gas Internal Combustion Engine | 4.4 | IPP CHP
58432 | Houweling Nurseries | COG2 | Natural Gas Internal Combustion Engine | 4.4 | IPP CHP
58432 | Houweling Nurseries | COG3 | Natural Gas Internal Combustion Engine | 4.4 | IPP CHP
58433 | Red Lion Energy Center | RED1 | Other Natural Gas | 5.8 | IPP Non-CHP
58433 | Red Lion Energy Center | RED2 | Other Natural Gas | 6.4 | IPP Non-CHP
58433 | Red Lion Energy Center | RED3 | Other Natural Gas | 3.7 | IPP Non-CHP
58433 | Red Lion Energy Center | RED4 | Other Natural Gas | 3.7 | IPP Non-CHP
58433 | Red Lion Energy Center | RED5 | Other Natural Gas | 3.7 | IPP Non-CHP
58433 | Red Lion Energy Center | RED6 | Other Natural Gas | 3.7 | IPP Non-CHP
58435 | Ameresco Vasco Road | ENG1 | Landfill Gas | 2.2 | IPP Non-CHP
58435 | Ameresco Vasco Road | ENG2 | Landfill Gas | 2.2 | IPP Non-CHP
58436 | Ameresco San Joaquin | ENG1 | Landfill Gas | 2.2 | IPP Non-CHP
58436 | Ameresco San Joaquin | ENG2 | Landfill Gas | 2.2 | IPP Non-CHP
58437 | Ameresco Forward | ENG1 | Landfill Gas | 2.2 | IPP Non-CHP
58437 | Ameresco Forward | ENG2 | Landfill Gas | 2.2 | IPP Non-CHP
58438 | Spearfish Hydro | TURB1 | Conventional Hydroelectric | 2 | Electric Utility
58438 | Spearfish Hydro | TURB2 | Conventional Hydroelectric | 2 | Electric Utility
58439 | Collinwood BioEnergy Facility | CBE01 | Other Waste Biomass | 1 | Industrial Non-CHP
58440 | CBS Studio Center | 9560 | Other Natural Gas | 0.4 | Commercial Non-CHP
58440 | CBS Studio Center | 9580 | Other Natural Gas | 0.4 | Commercial Non-CHP
58440 | CBS Studio Center | 9581 | Other Natural Gas | 0.4 | Commercial Non-CHP
58440 | CBS Studio Center | 9583 | Other Natural Gas | 0.4 | Commercial Non-CHP
58440 | CBS Studio Center | 9585 | Other Natural Gas | 0.4 | Commercial Non-CHP
58440 | CBS Studio Center | 9587 | Other Natural Gas | 0.4 | Commercial Non-CHP
58441 | Swauk Wind LLC | SW | Onshore Wind Turbine | 4.3 | IPP Non-CHP
58443 | Martin Limestone Solar Array | GEN1 | Solar Photovoltaic | 1 | IPP Non-CHP
58444 | Junction Hilltop Wind Farm | JHW | Onshore Wind Turbine | 8 | IPP Non-CHP
58445 | Arrache 4006 | 1 | Solar Photovoltaic | 1 | IPP Non-CHP
58445 | Arrache 4006 | 2 | Solar Photovoltaic | 1 | IPP Non-CHP
58446 | Arrache 4013 | 1 | Solar Photovoltaic | 1.5 | IPP Non-CHP
58447 | Arrache 8083 | 1 | Solar Photovoltaic | 1.5 | IPP Non-CHP
58447 | Arrache 8083 | 2 | Solar Photovoltaic | 1.5 | IPP Non-CHP
58447 | Arrache 8083 | 3 | Solar Photovoltaic | 1 | IPP Non-CHP
58448 | Nunn | 1 | Solar Photovoltaic | 1 | IPP Non-CHP
58449 | Rutan | 1 | Solar Photovoltaic | 1.5 | IPP Non-CHP
58449 | Rutan | 2 | Solar Photovoltaic | 1.5 | IPP Non-CHP
58449 | Rutan | 3 | Solar Photovoltaic | 1 | IPP Non-CHP
58450 | Vinam | 1 | Solar Photovoltaic | 1.5 | IPP Non-CHP
58451 | Ma | 1 | Solar Photovoltaic | 1.5 | IPP Non-CHP
58452 | Horn | 1 | Solar Photovoltaic | 1.5 | IPP Non-CHP
58453 | Dixon Dairy Road Solar | 1 | Solar Photovoltaic | 4 | IPP Non-CHP
58454 | Watts 3115 | 1 | Solar Photovoltaic | 1.5 | IPP Non-CHP
58454 | Watts 3115 | 2 | Solar Photovoltaic | 0.5 | IPP Non-CHP
58455 | 45 Mile Hydroelectric Project | 0001 | Conventional Hydroelectric | 1 | IPP Non-CHP
58455 | 45 Mile Hydroelectric Project | 0002 | Conventional Hydroelectric | 1 | IPP Non-CHP
58455 | 45 Mile Hydroelectric Project | 0003 | Conventional Hydroelectric | 1 | IPP Non-CHP
58456 | Cumberland Rose | 1 | Onshore Wind Turbine | 1.6 | IPP Non-CHP
58457 | Fontanelle | 1 | Onshore Wind Turbine | 1.6 | IPP Non-CHP
58458 | Greenfield Wind | 1 | Onshore Wind Turbine | 1.6 | Electric Utility
58459 | Meadow Ridge | 1 | Onshore Wind Turbine | 1.6 | IPP Non-CHP
58460 | Sky Volt | 1 | Onshore Wind Turbine | 1.6 | IPP Non-CHP
58461 | Wiota | 1 | Onshore Wind Turbine | 1.6 | IPP Non-CHP
58462 | McCoy Solar Energy Project | 1 | Solar Photovoltaic | 41.9 | IPP Non-CHP
58462 | McCoy Solar Energy Project | BLK2 | Solar Photovoltaic | 21 | IPP Non-CHP
58462 | McCoy Solar Energy Project | BLK3 | Solar Photovoltaic | 39.6 | IPP Non-CHP
58462 | McCoy Solar Energy Project | BLK4 | Solar Photovoltaic | 31.4 | IPP Non-CHP
58462 | McCoy Solar Energy Project | BLK5 | Solar Photovoltaic | 31.4 | IPP Non-CHP
58462 | McCoy Solar Energy Project | BLK6 | Solar Photovoltaic | 26.9 | IPP Non-CHP
58462 | McCoy Solar Energy Project | BLK7 | Solar Photovoltaic | 41.9 | IPP Non-CHP
58462 | McCoy Solar Energy Project | BLK8 | Solar Photovoltaic | 36.5 | IPP Non-CHP
58463 | Herbert Farm Solar | 1 | Solar Photovoltaic | 5.5 | Electric Utility
58464 | Broadview Energy Prime LLC | 0001 | Onshore Wind Turbine | 9.9 | IPP Non-CHP
58465 | Broadview Energy Prime 2 LLC | 0002 | Onshore Wind Turbine | 9.9 | IPP Non-CHP
58467 | Campo Verde Solar | CVS1 | Solar Photovoltaic | 147.4 | IPP Non-CHP
58470 | C-Drop Hydro | GEN1 | Conventional Hydroelectric | 1.1 | IPP Non-CHP
58471 | Ector County Energy Center | CTG1 | Natural Gas Fired Combustion Turbine | 179.4 | IPP Non-CHP
58471 | Ector County Energy Center | CTG2 | Natural Gas Fired Combustion Turbine | 179.4 | IPP Non-CHP
58472 | Buena Vista Biomass Power | 1 | Wood/Wood Waste Biomass | 22.5 | IPP Non-CHP
58473 | Bruce A Henry Solar Farm | BHSF | Solar Photovoltaic | 4 | Electric Utility
58474 | Buffalo Dunes Wind Project | GE1 | Onshore Wind Turbine | 249.8 | IPP Non-CHP
58475 | Battery Utility of Ohio | BOU | Batteries | 4 | IPP Non-CHP
58476 | Dart Container Corp | LFGT1 | Landfill Gas | 5.6 | Industrial CHP
58476 | Dart Container Corp | LFGT2 | Landfill Gas | 5.6 | Industrial CHP
58477 | Las Vegas WPCF Solar Plant | 1 | Solar Photovoltaic | 3.3 | IPP Non-CHP
58478 | LEPA Unit No. 1 | LEPA1 | Natural Gas Fired Combined Cycle | 57 | Electric Utility
58478 | LEPA Unit No. 1 | LEPA2 | Natural Gas Fired Combined Cycle | 17.1 | Electric Utility
58479 | SEV NM Phase 2 | NMP2 | Solar Photovoltaic | 2 | IPP Non-CHP
58480 | Plymouth Solar LLC | 1 | Solar Photovoltaic | 5 | IPP Non-CHP
58481 | CSU Pueblo | CSU1 | Solar Photovoltaic | 1 | Commercial Non-CHP
58482 | Azalea Solar, LLC | 1 | Solar Photovoltaic | 7.7 | IPP Non-CHP
58483 | Tinton Falls Solar Farm | UNIT1 | Solar Photovoltaic | 16 | IPP Non-CHP
58484 | MAS ASB Cogen Plant | 1 | Landfill Gas | 2.2 | Industrial Non-CHP
58484 | MAS ASB Cogen Plant | 2 | Landfill Gas | 2.2 | Industrial Non-CHP
58484 | MAS ASB Cogen Plant | 3 | Landfill Gas | 2.2 | Industrial Non-CHP
58485 | Upson Rocky Creek Solar Plant | PV1 | Solar Photovoltaic | 1 | IPP Non-CHP
58486 | Picture Rocks Solar, LLC | 1 | Solar Photovoltaic | 20 | IPP Non-CHP
58487 | Granville Solar PV Power Project | 1 | Solar Photovoltaic | 2.5 | IPP Non-CHP
58488 | Bryan Solar, LLC | 1 | Solar Photovoltaic | 10 | IPP Non-CHP
58489 | Apex Solar PV Power Project | 1 | Solar Photovoltaic | 20 | IPP Non-CHP
58490 | Spectrum Solar PV Power Project | 1 | Solar Photovoltaic | 30 | IPP Non-CHP
58491 | Sandy Cross Solar, LLC | SANDY | Solar Photovoltaic | 1.2 | IPP Non-CHP
58492 | Ararat Rock Solar, LLC | ARARR | Solar Photovoltaic | 3.5 | IPP Non-CHP
58493 | Progress Solar 1, LLC | PRO1 | Solar Photovoltaic | 4 | IPP Non-CHP
58494 | Progress Solar II, LLC | PROG2 | Solar Photovoltaic | 3.5 | IPP Non-CHP
58495 | Progress Solar III, LLC | PROG3 | Solar Photovoltaic | 3.5 | IPP Non-CHP
58496 | Lincoln Solar | PV2 | Solar Photovoltaic | 1.5 | IPP Non-CHP
58497 | L&S Sweetners | GEN1 | Landfill Gas | 1.6 | IPP Non-CHP
58497 | L&S Sweetners | GEN2 | Landfill Gas | 1.6 | IPP Non-CHP
58498 | Rosamond One | RONE | Solar Photovoltaic | 20 | IPP Non-CHP
58499 | Rosamond Two | RTWO | Solar Photovoltaic | 20 | IPP Non-CHP
58500 | Rio Grande Solar | RIO | Solar Photovoltaic | 5 | IPP Non-CHP
58501 | Gillespie 1 | GILL1 | Solar Photovoltaic | 15 | IPP Non-CHP
58502 | Columbia 3 | COL3 | Solar Photovoltaic | 10 | IPP Non-CHP
58503 | Carty Generating Station | GEN1 | Natural Gas Fired Combined Cycle | 300 | Electric Utility
58503 | Carty Generating Station | GEN2 | Natural Gas Fired Combined Cycle | 200 | Electric Utility
58504 | Livingston Solar Farm | LVSF | Solar Photovoltaic | 1.2 | Commercial Non-CHP
58505 | Livingston Solar Canopies | LVSC | Solar Photovoltaic | 6.6 | Commercial Non-CHP
58506 | Chuckawalla Solar | 0937 | Solar Photovoltaic | 4 | IPP Non-CHP
58507 | Montefieor Medical Center Moses Division | EMG01 | Petroleum Liquids | 1 | Commercial CHP
58507 | Montefieor Medical Center Moses Division | EMG02 | Petroleum Liquids | 0.6 | Commercial CHP
58507 | Montefieor Medical Center Moses Division | EMG03 | Petroleum Liquids | 0.6 | Commercial CHP
58507 | Montefieor Medical Center Moses Division | EMG04 | Petroleum Liquids | 0.5 | Commercial CHP
58507 | Montefieor Medical Center Moses Division | EMG05 | Petroleum Liquids | 0.5 | Commercial CHP
58507 | Montefieor Medical Center Moses Division | EMG06 | Petroleum Liquids | 0.3 | Commercial CHP
58507 | Montefieor Medical Center Moses Division | EMG07 | Petroleum Liquids | 0.2 | Commercial CHP
58507 | Montefieor Medical Center Moses Division | EMG08 | Petroleum Liquids | 0.2 | Commercial CHP
58507 | Montefieor Medical Center Moses Division | EMG09 | Petroleum Liquids | 2 | Commercial CHP
58507 | Montefieor Medical Center Moses Division | EMG10 | Petroleum Liquids | 2 | Commercial CHP
58507 | Montefieor Medical Center Moses Division | ES006 | Natural Gas Fired Combustion Turbine | 5.3 | Commercial CHP
58507 | Montefieor Medical Center Moses Division | S0001 | Natural Gas Internal Combustion Engine | 1.6 | Commercial CHP
58507 | Montefieor Medical Center Moses Division | S0002 | Natural Gas Internal Combustion Engine | 1.6 | Commercial CHP
58507 | Montefieor Medical Center Moses Division | S0003 | Natural Gas Internal Combustion Engine | 1.6 | Commercial CHP
58508 | Bear Creek Solar | PV3 | Solar Photovoltaic | 1.5 | IPP Non-CHP
58509 | Vintner Solar | PV4 | Solar Photovoltaic | 1.5 | IPP Non-CHP
58510 | Kettleman Solar Project | PV5 | Solar Photovoltaic | 1 | IPP Non-CHP
58511 | Delta Wind Farm | EWT1 | Onshore Wind Turbine | 0.9 | IPP Non-CHP
58511 | Delta Wind Farm | EWT2 | Onshore Wind Turbine | 0.9 | IPP Non-CHP
58511 | Delta Wind Farm | NW1 | Onshore Wind Turbine | 0.1 | IPP Non-CHP
58512 | Cornerstone Power Vineland I LLC | PV1 | Solar Photovoltaic | 3.1 | IPP Non-CHP
58513 | Ironwood Solar LLC | 0937 | Solar Photovoltaic | 4 | IPP Non-CHP
58514 | Desert Hot Springs Solar | DHCA | Solar Photovoltaic | 2.3 | IPP Non-CHP
58515 | Chattanooga Metropolitan Airport Solar | GEN1 | Solar Photovoltaic | 1 | Commercial Non-CHP
58515 | Chattanooga Metropolitan Airport Solar | GEN2 | Solar Photovoltaic | 1.1 | Commercial Non-CHP
58516 | Union HS at Casa Grande | PV1 | Solar Photovoltaic | 1.6 | IPP Non-CHP
58517 | Vista Grande HS at Casa Grande | PV1 | Solar Photovoltaic | 1.8 | IPP Non-CHP
58519 | Alethea I | 1 | Solar Photovoltaic | 2.8 | IPP Non-CHP
58520 | Otero Solar | OTE1 | Solar Photovoltaic | 8 | Electric Utility
58521 | Manzano Solar | MAN1 | Solar Photovoltaic | 8.4 | Electric Utility
58522 | Madera Community Hospital | 1 | Solar Photovoltaic | 1 | IPP Non-CHP
58523 | Stoltze CoGen1 | STL2 | Wood/Wood Waste Biomass | 2.8 | Industrial CHP
58524 | Neuse River Solar Farm | 1 | Solar Photovoltaic | 1.1 | IPP Non-CHP
58525 | City of Hayward WWTP | 1 | Solar Photovoltaic | 1 | IPP CHP
58525 | City of Hayward WWTP | COGEN | Other Waste Biomass | 1.1 | IPP CHP
58526 | Uwharrie Mountain Renewable | 1 | Landfill Gas | 1.6 | IPP Non-CHP
58526 | Uwharrie Mountain Renewable | 2 | Landfill Gas | 1.6 | IPP Non-CHP
58526 | Uwharrie Mountain Renewable | 3 | Landfill Gas | 1.6 | IPP Non-CHP
58526 | Uwharrie Mountain Renewable | 4 | Landfill Gas | 1.6 | IPP Non-CHP
58526 | Uwharrie Mountain Renewable | 5 | Landfill Gas | 1.6 | IPP Non-CHP
58526 | Uwharrie Mountain Renewable | 6 | Landfill Gas | 1.6 | IPP Non-CHP
58527 | Crown Cooling Facility | 1 | Solar Photovoltaic | 1 | Industrial Non-CHP
58528 | Garnet Solar Generation Station I LLC | WDT44 | Solar Photovoltaic | 4 | IPP Non-CHP
58529 | Progress Manis I | P11A | Solar Photovoltaic | 0.5 | IPP Non-CHP
58529 | Progress Manis I | P11B | Solar Photovoltaic | 0.5 | IPP Non-CHP
58531 | North Carolina Solar Bethea I | P22A | Solar Photovoltaic | 0.5 | IPP Non-CHP
58531 | North Carolina Solar Bethea I | P22B | Solar Photovoltaic | 0.5 | IPP Non-CHP
58533 | Don A Campbell 1 Geothermal | 1 | Geothermal | 22.5 | IPP Non-CHP
58534 | Westford Solar Park | 1 | Solar Photovoltaic | 4 | IPP Non-CHP
58535 | Pickering Solar | 1 | Solar Photovoltaic | 1.5 | IPP Non-CHP
58536 | Cornerstone Power Holmdel LLC | 1 | Solar Photovoltaic | 3 | IPP Non-CHP
58537 | OCI Alamo Solar I | 1 | Solar Photovoltaic | 40.7 | IPP Non-CHP
58537 | OCI Alamo Solar I | ASTRO | Batteries | 1 | IPP Non-CHP
58538 | PCSP3 Airport | 3 | Solar Photovoltaic | 2.5 | IPP Non-CHP
58539 | Lake Pleasant WTP | 1 | Solar Photovoltaic | 6.5 | Commercial Non-CHP
58540 | Silver City WWTP PV Project | PV-1 | Solar Photovoltaic | 1 | IPP Non-CHP
58541 | SunGen Sharon 1 LLC | 1 | Solar Photovoltaic | 1.8 | IPP Non-CHP
58542 | Desert Sunlight 250, LLC | DSL12 | Solar Photovoltaic | 39.1 | IPP Non-CHP
58542 | Desert Sunlight 250, LLC | DSL13 | Solar Photovoltaic | 39.1 | IPP Non-CHP
58542 | Desert Sunlight 250, LLC | DSL14 | Solar Photovoltaic | 26.5 | IPP Non-CHP
58542 | Desert Sunlight 250, LLC | DSL15 | Solar Photovoltaic | 13.9 | IPP Non-CHP
58542 | Desert Sunlight 250, LLC | DSL16 | Solar Photovoltaic | 22.7 | IPP Non-CHP
58542 | Desert Sunlight 250, LLC | DSL17 | Solar Photovoltaic | 29 | IPP Non-CHP
58542 | Desert Sunlight 250, LLC | DSL18 | Solar Photovoltaic | 29 | IPP Non-CHP
58542 | Desert Sunlight 250, LLC | DSL19 | Solar Photovoltaic | 25.2 | IPP Non-CHP
58542 | Desert Sunlight 250, LLC | DSL20 | Solar Photovoltaic | 25.2 | IPP Non-CHP
58543 | Gilbert Solar Facility I, LLC | 1 | Solar Photovoltaic | 2.5 | IPP Non-CHP
58544 | Mountain View Solar | 1 | Solar Photovoltaic | 20 | IPP Non-CHP
58545 | Community Solar 1 | 1 | Solar Photovoltaic | 5.7 | IPP Non-CHP
58546 | Granger Electric of Watervliet | GEN1 | Landfill Gas | 1.6 | IPP Non-CHP
58546 | Granger Electric of Watervliet | GEN2 | Landfill Gas | 1.6 | IPP Non-CHP
58547 | SMPA Solar 1 | 1 | Solar Photovoltaic | 1 | IPP Non-CHP
58548 | Huerfano River Wind | WTG1 | Onshore Wind Turbine | 2 | IPP Non-CHP
58548 | Huerfano River Wind | WTG2 | Onshore Wind Turbine | 2 | IPP Non-CHP
58548 | Huerfano River Wind | WTG3 | Onshore Wind Turbine | 2 | IPP Non-CHP
58548 | Huerfano River Wind | WTG4 | Onshore Wind Turbine | 2 | IPP Non-CHP
58549 | Port Allen Solar | 1 | Solar Photovoltaic | 6 | IPP Non-CHP
58550 | Owens Corning at Bethlehem | PV1 | Solar Photovoltaic | 2 | IPP Non-CHP
58551 | Bridgeport Fuel Cell Park | 1 | Other Natural Gas | 16.6 | IPP Non-CHP
58552 | Indy Solar I, LLC | 1 | Solar Photovoltaic | 10 | IPP Non-CHP
58553 | Indy Solar III, LLC | 1 | Solar Photovoltaic | 8.6 | IPP Non-CHP
58554 | Somers Solar Center, LLC | 1 | Solar Photovoltaic | 5 | IPP Non-CHP
58555 | Oshkosh Foundation Rosedale Biodigester LLC | 95100 | Other Waste Biomass | 1.4 | IPP Non-CHP
58556 | Indy Solar II, LLC | 1 | Solar Photovoltaic | 10.1 | IPP Non-CHP
58557 | Mesquite Generating Station Block 1 | GT1 | Natural Gas Fired Combined Cycle | 185.3 | Electric Utility
58557 | Mesquite Generating Station Block 1 | GT2 | Natural Gas Fired Combined Cycle | 185.3 | Electric Utility
58557 | Mesquite Generating Station Block 1 | ST1 | Natural Gas Fired Combined Cycle | 321 | Electric Utility
58558 | Onslow Power Producers | GEN1 | Landfill Gas | 2 | IPP Non-CHP
58559 | BiCounty Gas Producers LLC | GEN1 | Landfill Gas | 1 | IPP Non-CHP
58559 | BiCounty Gas Producers LLC | GEN2 | Landfill Gas | 2 | IPP Non-CHP
58560 | Halifax County Biomass | STG1 | Wood/Wood Waste Biomass | 49.9 | IPP Non-CHP
58561 | Merrimac Solar | MSMA | Solar Photovoltaic | 1.5 | IPP Non-CHP
58562 | Montana Power Station | GT-1 | Natural Gas Fired Combustion Turbine | 131.8 | Electric Utility
58562 | Montana Power Station | GT-2 | Natural Gas Fired Combustion Turbine | 131.8 | Electric Utility
58562 | Montana Power Station | GT-3 | Natural Gas Fired Combustion Turbine | 131.8 | Electric Utility
58562 | Montana Power Station | GT-4 | Natural Gas Fired Combustion Turbine | 131.8 | Electric Utility
58563 | Hometown Bio Energy LLC | HTBE | Other Waste Biomass | 8 | IPP CHP
58564 | Frenchtown III Solar | F3NJ | Solar Photovoltaic | 7.9 | IPP Non-CHP
58565 | Gettysburg Energy & Nutrient Rec Facility | GENRF | Other Waste Biomass | 3.3 | IPP Non-CHP
58568 | Cottage Street Solar Facility | PV-3 | Solar Photovoltaic | 3.2 | Electric Utility
58569 | Paradise Solar Energy Center | 1 | Solar Photovoltaic | 5 | IPP Non-CHP
58570 | Enel Cove Fort | 1-G1A | Geothermal | 12.5 | IPP Non-CHP
58570 | Enel Cove Fort | 2-GIA | Geothermal | 12.5 | IPP Non-CHP
58571 | Tucannon River Wind Farm | 1 | Onshore Wind Turbine | 266.8 | Electric Utility
58572 | Lakeland Solar Energy LLC | 1 | Solar Photovoltaic | 0.9 | IPP Non-CHP
58572 | Lakeland Solar Energy LLC | 2 | Solar Photovoltaic | 0.9 | IPP Non-CHP
58574 | Eagle Valley Clean Energy LLC Biomass | 01 | Wood/Wood Waste Biomass | 12.6 | IPP Non-CHP
58575 | Smithfield Farmland Kinston | 1 | Petroleum Liquids | 2.3 | Industrial CHP
58575 | Smithfield Farmland Kinston | 2 | Petroleum Liquids | 2.3 | Industrial CHP
58575 | Smithfield Farmland Kinston | 3 | Petroleum Liquids | 2.3 | Industrial CHP
58575 | Smithfield Farmland Kinston | 4 | Petroleum Liquids | 2.3 | Industrial CHP
58576 | GSE NM1 | NMP1 | Solar Photovoltaic | 2.3 | IPP Non-CHP
58577 | Veolia ES Blackfoot Landfill Facility | BLG1 | Landfill Gas | 1.6 | Electric Utility
58577 | Veolia ES Blackfoot Landfill Facility | BLG2 | Landfill Gas | 1.6 | Electric Utility
58578 | Sonora 1 | SON1 | Solar Photovoltaic | 1.5 | IPP Non-CHP
58579 | Laverne Battery | 1 | Batteries | 1.1 | Electric Utility
58580 | Pheasant Run Wind LLC | 1 | Onshore Wind Turbine | 74.8 | IPP Non-CHP
58581 | Oltmans SCE at Champagne | 1 | Solar Photovoltaic | 1 | IPP Non-CHP
58582 | Oltmans SCE at Jurupa | 1 | Solar Photovoltaic | 1.5 | IPP Non-CHP
58583 | Forbes Street Solar | FSS1 | Solar Photovoltaic | 3 | IPP Non-CHP
58584 | Princeton University Cogeneration | GT1 | Natural Gas Fired Combustion Turbine | 15.5 | Commercial CHP
58584 | Princeton University Cogeneration | PV1 | Solar Photovoltaic | 4.5 | Commercial CHP
58585 | Sierra Nevada Brewing Co | COGN | Natural Gas Fired Combustion Turbine | 2 | Industrial CHP
58585 | Sierra Nevada Brewing Co | SOLR | Solar Photovoltaic | 1.7 | Industrial CHP
58586 | Town of East Bridgewater | 1 | Solar Photovoltaic | 2 | IPP Non-CHP
58587 | Tuscola Wind II LLC | 1 | Onshore Wind Turbine | 100.3 | IPP Non-CHP
58588 | Sue Cleveland High School | SCHS | Solar Photovoltaic | 1 | IPP Non-CHP
58589 | Rio Rancho High School | RRHS | Solar Photovoltaic | 1 | IPP Non-CHP
58590 | Cascade Solar | 1 | Solar Photovoltaic | 18.5 | IPP Non-CHP
58591 | POTB Digester | GEN1 | Other Waste Biomass | 1 | Electric Utility
58592 | Solar Gen 2 | ALHM | Solar Photovoltaic | 51.7 | IPP Non-CHP
58592 | Solar Gen 2 | ARK | Solar Photovoltaic | 51.7 | IPP Non-CHP
58592 | Solar Gen 2 | SONR | Solar Photovoltaic | 51.7 | IPP Non-CHP
58593 | DGS Central Utility Plant | BS1 | Petroleum Liquids | 0.6 | Commercial CHP
58593 | DGS Central Utility Plant | EM1 | Petroleum Liquids | 0.4 | Commercial CHP
58593 | DGS Central Utility Plant | STG | Natural Gas Steam Turbine | 2.9 | Commercial CHP
58594 | Steele Flats Wind Project LLC | 1 | Onshore Wind Turbine | 74.8 | IPP Non-CHP
58595 | Indeck Energy-Alexandria | GEN1 | Wood/Wood Waste Biomass | 16 | IPP Non-CHP
58596 | Grandview Wind Farm, LLC | GRVWI | Onshore Wind Turbine | 211.2 | IPP Non-CHP
58597 | HTW Plant 303 COGEN | CGN1 | Natural Gas Fired Combustion Turbine | 7.4 | Commercial CHP
58598 | Beryl Solar Plant | BSP1 | Solar Photovoltaic | 3 | IPP Non-CHP
58599 | Cedar Valley Solar Plant | CVSP1 | Solar Photovoltaic | 3 | IPP Non-CHP
58600 | Buckhorn Solar Plant | BSP1 | Solar Photovoltaic | 3 | IPP Non-CHP
58601 | Milford Flat Solar Plant | MFSP1 | Solar Photovoltaic | 3 | IPP Non-CHP
58602 | Laho Solar Plant | LSP1 | Solar Photovoltaic | 3 | IPP Non-CHP
58603 | Greenville Solar Plant | GVSP1 | Solar Photovoltaic | 2.2 | IPP Non-CHP
58604 | Granite Peak Solar Plant | GPSP1 | Solar Photovoltaic | 3 | IPP Non-CHP
58605 | Blueberry One | PV1 | Solar Photovoltaic | 5 | IPP Non-CHP
58607 | One Market Plaza | 1 | Natural Gas Internal Combustion Engine | 0.5 | Commercial CHP
58607 | One Market Plaza | 2 | Natural Gas Internal Combustion Engine | 0.5 | Commercial CHP
58607 | One Market Plaza | 3 | Natural Gas Internal Combustion Engine | 0.5 | Commercial CHP
58608 | Saddleback Ridge Wind Farm | SRW1 | Onshore Wind Turbine | 8.5 | IPP Non-CHP
58608 | Saddleback Ridge Wind Farm | SRW2 | Onshore Wind Turbine | 25.7 | IPP Non-CHP
58609 | Industry Solar Power Generation Station 1 LLC | ISP1 | Solar Photovoltaic | 1.5 | IPP Non-CHP
58610 | Navajo Solar Power Generation Station 1 LLC | NSP1 | Solar Photovoltaic | 1.5 | IPP Non-CHP
58611 | Powhatan Solar Power Generation Station 1 LLC | 1 | Solar Photovoltaic | 1.5 | IPP Non-CHP
58612 | Otoe Solar Power Generation Station 1 LL | 1 | Solar Photovoltaic | 1.5 | IPP Non-CHP
58613 | Synata Hugoton | STG | Natural Gas Steam Turbine | 21.9 | Industrial CHP
58615 | Indianapolis Motor Speedway Solar PV | IMS | Solar Photovoltaic | 9 | IPP Non-CHP
58616 | Westlands Solar PV Farm | WSF1 | Solar Photovoltaic | 18 | IPP Non-CHP
58617 | Water Reclamation Plant | GEN1 | Other Waste Biomass | 1 | Commercial CHP
58617 | Water Reclamation Plant | GEN2 | Other Waste Biomass | 1 | Commercial CHP
58618 | Butler Plaza | 1 | Solar Photovoltaic | 1.2 | IPP Non-CHP
58619 | Transamerica Pyramid | 1 | Natural Gas Internal Combustion Engine | 0.5 | Commercial CHP
58619 | Transamerica Pyramid | 2 | Natural Gas Internal Combustion Engine | 0.5 | Commercial CHP
58621 | Sol Orchard El Centro PV | ECPV | Solar Photovoltaic | 20 | IPP Non-CHP
58622 | Carter Hydro | 1 | Conventional Hydroelectric | 1.3 | Commercial Non-CHP
58622 | Carter Hydro | 2 | Conventional Hydroelectric | 1.3 | Commercial Non-CHP
58623 | Holstein Plant | PV1 | Solar Photovoltaic | 20 | IPP Non-CHP
58624 | Berkshire 1 | BER1 | Solar Photovoltaic | 1.8 | IPP Non-CHP
58625 | Santa Rita Jail | SRJBA | Batteries | 2 | IPP Non-CHP
58625 | Santa Rita Jail | SRPV2 | Solar Photovoltaic | 1 | IPP Non-CHP
58626 | Western Antelope Blue Sky Ranch A | WABSA | Solar Photovoltaic | 20 | IPP Non-CHP
58627 | Western Antelope Dry Ranch | WADR | Solar Photovoltaic | 10 | IPP Non-CHP
58628 | Simon Solar Farm LLC | SRSSF | Solar Photovoltaic | 30 | IPP Non-CHP
58629 | Lightning Dock Geothermal HI-01, LLC | PB01 | Geothermal | 1 | IPP Non-CHP
58629 | Lightning Dock Geothermal HI-01, LLC | PB02 | Geothermal | 1 | IPP Non-CHP
58629 | Lightning Dock Geothermal HI-01, LLC | PB03 | Geothermal | 1 | IPP Non-CHP
58629 | Lightning Dock Geothermal HI-01, LLC | PB04 | Geothermal | 1 | IPP Non-CHP
58630 | RP Wind | RPOH | Onshore Wind Turbine | 3.4 | IPP Non-CHP
58631 | Queen Anne's County | 1 | Solar Photovoltaic | 2 | IPP Non-CHP
58632 | Actus Lend Lease DMAFB | 1 | Solar Photovoltaic | 3 | IPP Non-CHP
58633 | Monterey Regional Water Pollution Contro | 1 | Solar Photovoltaic | 1 | IPP Non-CHP
58634 | Lancaster Baptist Church | 1 | Solar Photovoltaic | 1 | IPP Non-CHP
58635 | Museum of Science and Industry | COGEN | Natural Gas Internal Combustion Engine | 1.7 | Commercial CHP
58636 | Sacramento Fairbain Water Treatment Plan | 1 | Solar Photovoltaic | 1 | IPP Non-CHP
58638 | Orbit Energy Charlotte | 1 | Other Waste Biomass | 5.2 | IPP Non-CHP
58639 | KRS I Anahola Solar | ANAPV | Solar Photovoltaic | 12 | Electric Utility
58639 | KRS I Anahola Solar | B5B6 | Batteries | 6 | Electric Utility
58640 | KRS II Koloa Solar | BESS3 | Batteries | 1.5 | Electric Utility
58640 | KRS II Koloa Solar | KOLPV | Solar Photovoltaic | 12 | Electric Utility
58642 | Tulare 1 and 2 | 1 | Solar Photovoltaic | 1.5 | IPP Non-CHP
58642 | Tulare 1 and 2 | 2 | Solar Photovoltaic | 1.5 | IPP Non-CHP
58643 | Rockford Solar Farm | 1 | Solar Photovoltaic | 2.6 | IPP Non-CHP
58644 | Silver State Solar Power South | BLK1 | Solar Photovoltaic | 26.4 | IPP Non-CHP
58644 | Silver State Solar Power South | BLK2 | Solar Photovoltaic | 27.9 | IPP Non-CHP
58644 | Silver State Solar Power South | BLK3 | Solar Photovoltaic | 37.2 | IPP Non-CHP
58644 | Silver State Solar Power South | BLK4 | Solar Photovoltaic | 35.7 | IPP Non-CHP
58644 | Silver State Solar Power South | BLK5 | Solar Photovoltaic | 35 | IPP Non-CHP
58644 | Silver State Solar Power South | BLK6 | Solar Photovoltaic | 36.6 | IPP Non-CHP
58644 | Silver State Solar Power South | BLK7 | Solar Photovoltaic | 35 | IPP Non-CHP
58644 | Silver State Solar Power South | BLK8 | Solar Photovoltaic | 16.2 | IPP Non-CHP
58646 | Stateline Solar | STL | Solar Photovoltaic | 75.9 | IPP Non-CHP
58646 | Stateline Solar | STL2 | Solar Photovoltaic | 34.1 | IPP Non-CHP
58646 | Stateline Solar | STL3 | Solar Photovoltaic | 37.9 | IPP Non-CHP
58646 | Stateline Solar | STL4 | Solar Photovoltaic | 37.9 | IPP Non-CHP
58646 | Stateline Solar | STL5 | Solar Photovoltaic | 37.9 | IPP Non-CHP
58646 | Stateline Solar | STL6 | Solar Photovoltaic | 37.9 | IPP Non-CHP
58646 | Stateline Solar | STL7 | Solar Photovoltaic | 37.9 | IPP Non-CHP
58647 | Port Richmond WWT Solar | 1 | Solar Photovoltaic | 1 | IPP Non-CHP
58649 | Montgomery Solar LLC | 1 | Solar Photovoltaic | 20 | IPP Non-CHP
58650 | North Brookfield | PV1 | Solar Photovoltaic | 3 | IPP Non-CHP
58651 | Kalaeloa Renewable Energy Park | KREP | Solar Photovoltaic | 5 | IPP Non-CHP
58653 | Jersey Gardens Phase 1 | 1 | Solar Photovoltaic | 1.7 | IPP Non-CHP
58654 | Jersey Gardens Phase 2 | 1 | Solar Photovoltaic | 2.3 | IPP Non-CHP
58655 | Waihonu North Solar | INV-1 | Solar Photovoltaic | 0.5 | IPP Non-CHP
58655 | Waihonu North Solar | INV-2 | Solar Photovoltaic | 0.5 | IPP Non-CHP
58655 | Waihonu North Solar | INV-3 | Solar Photovoltaic | 0.5 | IPP Non-CHP
58655 | Waihonu North Solar | INV-4 | Solar Photovoltaic | 0.5 | IPP Non-CHP
58655 | Waihonu North Solar | INV-5 | Solar Photovoltaic | 0.5 | IPP Non-CHP
58655 | Waihonu North Solar | INV-6 | Solar Photovoltaic | 0.5 | IPP Non-CHP
58655 | Waihonu North Solar | INV-7 | Solar Photovoltaic | 0.5 | IPP Non-CHP
58655 | Waihonu North Solar | INV-8 | Solar Photovoltaic | 0.5 | IPP Non-CHP
58655 | Waihonu North Solar | INV-9 | Solar Photovoltaic | 0.5 | IPP Non-CHP
58655 | Waihonu North Solar | INV10 | Solar Photovoltaic | 0.5 | IPP Non-CHP
58656 | Waihonu South Solar | INV-1 | Solar Photovoltaic | 0.5 | IPP Non-CHP
58656 | Waihonu South Solar | INV-2 | Solar Photovoltaic | 0.5 | IPP Non-CHP
58656 | Waihonu South Solar | INV-3 | Solar Photovoltaic | 0.5 | IPP Non-CHP
58657 | Odell Wind Farm | 1 | Onshore Wind Turbine | 200 | IPP Non-CHP
58658 | Courtenay Wind Farm | 1 | Onshore Wind Turbine | 200 | Electric Utility
58660 | Utah Red Hills Renewable Energy Park | 1 | Solar Photovoltaic | 80 | IPP Non-CHP
58661 | Cape Cod Air Force Station - 6 SWS | GE-3 | Onshore Wind Turbine | 1.7 | Commercial Non-CHP
58661 | Cape Cod Air Force Station - 6 SWS | GE-4 | Onshore Wind Turbine | 1.7 | Commercial Non-CHP
58663 | Holsum Elm Dairy | GEN1 | Other Waste Biomass | 0.6 | Industrial CHP
58663 | Holsum Elm Dairy | GEN2 | Other Waste Biomass | 0.6 | Industrial CHP
58664 | Frito Lay Incorporated | COGEN | Natural Gas Fired Combustion Turbine | 4.6 | Industrial Non-CHP
58665 | Celina Solar Project #1, LLC | CSP1 | Solar Photovoltaic | 4 | IPP Non-CHP
58666 | Alexander Wind Farm LLC | 1 | Onshore Wind Turbine | 50.7 | IPP Non-CHP
58667 | Biscoe Solar LLC | BISCO | Solar Photovoltaic | 5 | IPP Non-CHP
58668 | Rockwell Solar LLC | ROCKW | Solar Photovoltaic | 3.5 | IPP Non-CHP
58669 | Selma Solar LLC | SELMA | Solar Photovoltaic | 5 | IPP Non-CHP
58670 | Turkey Branch Solar LLC | TURKY | Solar Photovoltaic | 5 | IPP Non-CHP
58673 | Gates Solar LLC | GATES | Solar Photovoltaic | 5 | IPP Non-CHP
58674 | Cirrus Solar LLC | CIRRU | Solar Photovoltaic | 5 | IPP Non-CHP
58675 | Chocowinity Solar LLC | CHOCO | Solar Photovoltaic | 5 | IPP Non-CHP
58676 | Pearl City Peninsula Solar Park | PCPPV | Solar Photovoltaic | 1 | IPP Non-CHP
58677 | Gratiot County Wind LLC | 1 | Onshore Wind Turbine | 110.4 | IPP Non-CHP
58678 | Oswegatchie | 1 | Conventional Hydroelectric | 0.9 | IPP Non-CHP
58678 | Oswegatchie | 2 | Conventional Hydroelectric | 0.9 | IPP Non-CHP
58679 | Upper Newton Falls | 2 | Conventional Hydroelectric | 0.6 | IPP Non-CHP
58679 | Upper Newton Falls | 3 | Conventional Hydroelectric | 0.6 | IPP Non-CHP
58679 | Upper Newton Falls | 4 | Conventional Hydroelectric | 0.3 | IPP Non-CHP
58680 | Braley Road 2 | PV1 | Solar Photovoltaic | 2.7 | IPP Non-CHP
58681 | Route 66 Wind Plant | RT661 | Onshore Wind Turbine | 150 | IPP Non-CHP
58682 | Dartmouth | PV1 | Solar Photovoltaic | 6.3 | IPP Non-CHP
58683 | Osage Wind, LLC | 1 | Onshore Wind Turbine | 150.4 | IPP Non-CHP
58684 | Kapolei Solar Energy Park | KSEPV | Solar Photovoltaic | 1 | IPP Non-CHP
58685 | Mahoning Creek Hydroelectric Project | 8107 | Conventional Hydroelectric | 6 | IPP Non-CHP
58686 | Hancock Wind Plant | HANC1 | Onshore Wind Turbine | 51 | IPP Non-CHP
58687 | Finley Buttes Landfill Gas | GEN1 | Landfill Gas | 1.6 | IPP Non-CHP
58687 | Finley Buttes Landfill Gas | GEN2 | Landfill Gas | 1.6 | IPP Non-CHP
58687 | Finley Buttes Landfill Gas | GEN3 | Landfill Gas | 1.6 | IPP Non-CHP
58688 | LRI LFGTE Facility | A | Landfill Gas | 1.5 | IPP Non-CHP
58688 | LRI LFGTE Facility | B | Landfill Gas | 1.5 | IPP Non-CHP
58688 | LRI LFGTE Facility | C | Landfill Gas | 1.5 | IPP Non-CHP
58689 | Blue Sky One | 1 | Solar Photovoltaic | 1.3 | IPP Non-CHP
58691 | South Fork Wind Farm | STFK1 | Onshore Wind Turbine | 13 | IPP Non-CHP
58692 | Black Oak Wind Farm | 1 | Onshore Wind Turbine | 78 | IPP Non-CHP
58695 | Grande Prairie Wind Farm | 1 | Onshore Wind Turbine | 400 | IPP Non-CHP
58696 | Nooksack Hydro | GEN1 | Conventional Hydroelectric | 1.5 | IPP Non-CHP
58697 | L V Sutton Combined Cycle | CA1 | Natural Gas Fired Combined Cycle | 288 | Electric Utility
58697 | L V Sutton Combined Cycle | CT1 | Natural Gas Fired Combined Cycle | 221 | Electric Utility
58697 | L V Sutton Combined Cycle | CT2 | Natural Gas Fired Combined Cycle | 221 | Electric Utility
58698 | Mira Loma | D960 | Solar Photovoltaic | 1 | Commercial Non-CHP
58698 | Mira Loma | D9611 | Solar Photovoltaic | 1.5 | Commercial Non-CHP
58698 | Mira Loma | D9612 | Solar Photovoltaic | 0.5 | Commercial Non-CHP
58699 | ABEC Bidart-Old River LLC | GEN 1 | Other Waste Biomass | 1 | IPP Non-CHP
58699 | ABEC Bidart-Old River LLC | GEN 2 | Other Waste Biomass | 1 | IPP Non-CHP
58700 | Colleton Solar Farm | CS300 | Solar Photovoltaic | 2.5 | IPP Non-CHP
58701 | Apple Data Center - PV2 | PV2 | Solar Photovoltaic | 20 | Commercial Non-CHP
58702 | Axio Green LLC | 1 | Solar Photovoltaic | 2 | IPP Non-CHP
58703 | Lenape II | 1 | Solar Photovoltaic | 4 | IPP Non-CHP
58704 | Zeeland Farm Services | CAT-1 | Other Waste Biomass | 1.6 | IPP Non-CHP
58704 | Zeeland Farm Services | CAT-2 | Other Waste Biomass | 1.6 | IPP Non-CHP
58706 | Allendale Biomass | GEN1 | Wood/Wood Waste Biomass | 19.8 | IPP Non-CHP
58707 | Dorchester Biomass | GEN1 | Wood/Wood Waste Biomass | 19.8 | IPP Non-CHP
58708 | Phoenix Airport East Economy Lot | PAEEL | Solar Photovoltaic | 1.1 | Commercial Non-CHP
58709 | Phoenix Airport Rental Car Center | PARCC | Solar Photovoltaic | 1.6 | Commercial Non-CHP
58710 | Barilla Solar | BRLA | Solar Photovoltaic | 30.2 | IPP Non-CHP
58711 | Lost Hills/Blackwell | BLKW | Solar Photovoltaic | 12 | IPP Non-CHP
58711 | Lost Hills/Blackwell | LTHL | Solar Photovoltaic | 20 | IPP Non-CHP
58712 | Stevens Mills Hydroelectric Project | 1G | Conventional Hydroelectric | 0.2 | IPP Non-CHP
58712 | Stevens Mills Hydroelectric Project | 3G | Conventional Hydroelectric | 1.9 | IPP Non-CHP
58713 | North Star Solar | NSTR | Solar Photovoltaic | 62.5 | IPP Non-CHP
58715 | Roundtop | GEN1 | Natural Gas Internal Combustion Engine | 4.4 | IPP Non-CHP
58715 | Roundtop | GEN2 | Natural Gas Internal Combustion Engine | 4.4 | IPP Non-CHP
58715 | Roundtop | GEN3 | Natural Gas Internal Combustion Engine | 4.4 | IPP Non-CHP
58715 | Roundtop | GEN4 | Natural Gas Internal Combustion Engine | 4.4 | IPP Non-CHP
58715 | Roundtop | GEN5 | Natural Gas Internal Combustion Engine | 4.4 | IPP Non-CHP
58716 | OCI Alamo 2, LLC | 1 | Solar Photovoltaic | 4.4 | IPP Non-CHP
58717 | OCI Alamo 4, LLC | 1 | Solar Photovoltaic | 39.6 | IPP Non-CHP
58718 | Orion Solar I | PV1 | Solar Photovoltaic | 12 | IPP Non-CHP
58719 | Brookfield | WPH2 | Onshore Wind Turbine | 74.8 | Electric Utility
58720 | Pattern Panhandle Wind 2 LLC | 1 | Onshore Wind Turbine | 181.7 | IPP Non-CHP
58721 | Orion Solar II | ORION | Solar Photovoltaic | 8 | IPP Non-CHP
58722 | Charlotte Solar | PV1 | Solar Photovoltaic | 5 | IPP Non-CHP
58725 | Elliana Solar | PV1 | Solar Photovoltaic | 5 | IPP Non-CHP
58726 | Flash Solar | PV1 | Solar Photovoltaic | 5 | IPP Non-CHP
58730 | Amethyst Solar | PV1 | Solar Photovoltaic | 3 | IPP Non-CHP
58731 | Angel Solar | PV1 | Solar Photovoltaic | 5 | IPP Non-CHP
58732 | Audrey Solar | PV1 | Solar Photovoltaic | 3 | IPP Non-CHP
58735 | Buddy Solar | PV1 | Solar Photovoltaic | 4 | IPP Non-CHP
58739 | Milo Solar | PV1 | Solar Photovoltaic | 3 | IPP Non-CHP
58740 | Minnie Solar | PV1 | Solar Photovoltaic | 3 | IPP Non-CHP
58741 | Nick Solar | NICK | Solar Photovoltaic | 5 | IPP Non-CHP
58742 | Owen Solar | PV1 | Solar Photovoltaic | 5 | IPP Non-CHP
58745 | Sophie Solar | PV1 | Solar Photovoltaic | 4.5 | IPP Non-CHP
58746 | Star Solar | PV1 | Solar Photovoltaic | 5 | IPP Non-CHP
58747 | GreenWhey Energy Inc | GEN1 | Other Waste Biomass | 1.6 | IPP CHP
58747 | GreenWhey Energy Inc | GEN2 | Other Waste Biomass | 1.6 | IPP CHP
58748 | North Bay Solar 1 | NBWT | Solar Photovoltaic | 1 | Commercial Non-CHP
58749 | Tihonet Solar | TSMA | Solar Photovoltaic | 1 | IPP Non-CHP
58750 | Lancaster Dry Farm Ranch B | LDFRB | Solar Photovoltaic | 5 | IPP Non-CHP
58751 | Rodeo Solar C2 | RSC2 | Solar Photovoltaic | 1.5 | IPP Non-CHP
58752 | Rodeo Solar D2 | RSD2 | Solar Photovoltaic | 1.5 | IPP Non-CHP
58753 | Summer Solar A2 | SSA2 | Solar Photovoltaic | 1.5 | IPP Non-CHP
58754 | Summer Solar B2 | SSB2 | Solar Photovoltaic | 1.5 | IPP Non-CHP
58755 | Summer Solar C2 | SSC2 | Solar Photovoltaic | 1.5 | IPP Non-CHP
58756 | Summer Solar D2 | SSD2 | Solar Photovoltaic | 1 | IPP Non-CHP
58757 | Summer North Solar | UE2 | Solar Photovoltaic | 1.5 | IPP Non-CHP
58757 | Summer North Solar | UF2 | Solar Photovoltaic | 2 | IPP Non-CHP
58757 | Summer North Solar | UG2 | Solar Photovoltaic | 1.5 | IPP Non-CHP
58757 | Summer North Solar | UH2 | Solar Photovoltaic | 1.5 | IPP Non-CHP
58761 | Expressway Solar A | EXSA | Solar Photovoltaic | 2 | IPP Non-CHP
58762 | Expressway Solar B | EXSB | Solar Photovoltaic | 2 | IPP Non-CHP
58763 | Expressway Solar C2 | EXSC2 | Solar Photovoltaic | 1.5 | IPP Non-CHP
58765 | Miami Wind Energy Center | 1 | Onshore Wind Turbine | 288.6 | IPP Non-CHP
58766 | Wake Wind Energy Center | 1 | Onshore Wind Turbine | 257 | IPP Non-CHP
58767 | Buckeye Wind Energy Center | 1 | Onshore Wind Turbine | 205.7 | IPP Non-CHP
58768 | Marsh Hill Wind Farm | 1 | Onshore Wind Turbine | 16.2 | IPP Non-CHP
58769 | Spring Canyon Expansion Wind Energy Ctr | 1 | Onshore Wind Turbine | 34 | IPP Non-CHP
58769 | Spring Canyon Expansion Wind Energy Ctr | SCIII | Onshore Wind Turbine | 28.6 | IPP Non-CHP
58770 | Maywood Photovoltaic Project | 1 | Solar Photovoltaic | 8 | IPP Non-CHP
58771 | Roosevelt County | GEN1 | Onshore Wind Turbine | 250 | IPP Non-CHP
58772 | Longhorn Wind | GEN1 | Onshore Wind Turbine | 200 | IPP Non-CHP
58773 | TX Hereford Wind | GEN1 | Onshore Wind Turbine | 200 | IPP Non-CHP
58774 | Spinning Spur Wind II | GEN1 | Onshore Wind Turbine | 161 | IPP Non-CHP
58775 | Spinning Spur Wind III | GEN1 | Onshore Wind Turbine | 194 | IPP Non-CHP
58782 | Sonne One | PV1 | Solar Photovoltaic | 5 | IPP Non-CHP
58783 | South Canal Hydro-1 | SC-1 | Conventional Hydroelectric | 4 | IPP Non-CHP
58784 | South Canal Hydro-3 | SC-3 | Conventional Hydroelectric | 3.5 | IPP Non-CHP
58785 | Brentwood Solar | BRT1 | Solar Photovoltaic | 1 | IPP Non-CHP
58786 | Deer Park | DRP1 | Solar Photovoltaic | 2.5 | IPP Non-CHP
58787 | Dennison | DNN1 | Solar Photovoltaic | 2 | IPP Non-CHP
58788 | North County | NRT1 | Solar Photovoltaic | 1 | IPP Non-CHP
58789 | Riverhead | RVH1 | Solar Photovoltaic | 1.5 | IPP Non-CHP
58790 | Cohalan | CLN1 | Solar Photovoltaic | 2.5 | IPP Non-CHP
58790 | Cohalan | CLN2 | Solar Photovoltaic | 1.5 | IPP Non-CHP
58791 | Kirkwall Holdings | PV1 | Solar Photovoltaic | 5 | IPP Non-CHP
58793 | JMB Mcguire-Dix-Lakehurst Solar Project | UCIV | Solar Photovoltaic | 11.4 | IPP Non-CHP
58794 | Storrie Lake Solar Project | MSMPV | Solar Photovoltaic | 1.9 | IPP Non-CHP
58795 | Hobart Solar, LLC | HS | Solar Photovoltaic | 1 | IPP Non-CHP
58796 | Waterloo Solar, LLC | WS | Solar Photovoltaic | 1 | IPP Non-CHP
58797 | Valparaiso Solar, LLC | VS | Solar Photovoltaic | 1 | IPP Non-CHP
58798 | AC Criminal Courts Complex SPE2, LLC | ACCCC | Solar Photovoltaic | 1.3 | Commercial Non-CHP
58799 | Pamlico Partners Solar | 1 | Solar Photovoltaic | 5 | IPP Non-CHP
58801 | Arba Solar, LLC | INV1 | Solar Photovoltaic | 0.5 | IPP Non-CHP
58801 | Arba Solar, LLC | INV2 | Solar Photovoltaic | 0.5 | IPP Non-CHP
58801 | Arba Solar, LLC | INV3 | Solar Photovoltaic | 0.5 | IPP Non-CHP
58801 | Arba Solar, LLC | INV4 | Solar Photovoltaic | 0.5 | IPP Non-CHP
58802 | Franklin Solar, LLC | INV1 | Solar Photovoltaic | 0.5 | IPP Non-CHP
58802 | Franklin Solar, LLC | INV2 | Solar Photovoltaic | 0.5 | IPP Non-CHP
58802 | Franklin Solar, LLC | INV3 | Solar Photovoltaic | 0.5 | IPP Non-CHP
58802 | Franklin Solar, LLC | INV4 | Solar Photovoltaic | 0.5 | IPP Non-CHP
58803 | Kenansville Solar 2, LLC | INV1 | Solar Photovoltaic | 2 | IPP Non-CHP
58805 | Samarcand Solar Farm, LLC | INV1 | Solar Photovoltaic | 0.5 | IPP Non-CHP
58805 | Samarcand Solar Farm, LLC | INV10 | Solar Photovoltaic | 0.5 | IPP Non-CHP
58805 | Samarcand Solar Farm, LLC | INV2 | Solar Photovoltaic | 0.5 | IPP Non-CHP
58805 | Samarcand Solar Farm, LLC | INV3 | Solar Photovoltaic | 0.5 | IPP Non-CHP
58805 | Samarcand Solar Farm, LLC | INV4 | Solar Photovoltaic | 0.5 | IPP Non-CHP
58805 | Samarcand Solar Farm, LLC | INV5 | Solar Photovoltaic | 0.5 | IPP Non-CHP
58805 | Samarcand Solar Farm, LLC | INV6 | Solar Photovoltaic | 0.5 | IPP Non-CHP
58805 | Samarcand Solar Farm, LLC | INV7 | Solar Photovoltaic | 0.5 | IPP Non-CHP
58805 | Samarcand Solar Farm, LLC | INV8 | Solar Photovoltaic | 0.5 | IPP Non-CHP
58805 | Samarcand Solar Farm, LLC | INV9 | Solar Photovoltaic | 0.5 | IPP Non-CHP
58806 | Albemarle Solar Center LLC | ASC1 | Solar Photovoltaic | 5 | IPP Non-CHP
58807 | Boseman Solar Center LLC | BSC1 | Solar Photovoltaic | 5 | IPP Non-CHP
58808 | Flemming Solar Center LLC | FSC1 | Solar Photovoltaic | 5 | IPP Non-CHP
58809 | Littlefield Solar Center LLC | LSC1 | Solar Photovoltaic | 5 | IPP Non-CHP
58810 | Rams Horn Solar Center LLC | RHSC1 | Solar Photovoltaic | 5 | IPP Non-CHP
58811 | Beaver Dam | GEN1 | Natural Gas Internal Combustion Engine | 4.4 | IPP Non-CHP
58811 | Beaver Dam | GEN2 | Natural Gas Internal Combustion Engine | 4.4 | IPP Non-CHP
58811 | Beaver Dam | GEN3 | Natural Gas Internal Combustion Engine | 4.4 | IPP Non-CHP
58811 | Beaver Dam | GEN4 | Natural Gas Internal Combustion Engine | 4.4 | IPP Non-CHP
58811 | Beaver Dam | GEN5 | Natural Gas Internal Combustion Engine | 4.4 | IPP Non-CHP
58812 | Upchurch Solar Center LLC | USC1 | Solar Photovoltaic | 5 | IPP Non-CHP
58814 | Shasta Solar Farm | GENA | Solar Photovoltaic | 1.5 | IPP Non-CHP
58814 | Shasta Solar Farm | GENB | Solar Photovoltaic | 1.5 | IPP Non-CHP
58815 | Hilton NY Co Gen Plant | 1 | Natural Gas Internal Combustion Engine | 1.8 | IPP CHP
58822 | Millville City Sewer Auth WTP | U1BB | Solar Photovoltaic | 0.8 | Commercial Non-CHP
58822 | Millville City Sewer Auth WTP | U2DB | Solar Photovoltaic | 0.5 | Commercial Non-CHP
58823 | Port Arthur Steam Energy | STG | All Other | 5 | IPP CHP
58824 | Sheldon Solar | I402 | Solar Photovoltaic | 2.3 | IPP Non-CHP
58825 | MTHS Co-Gen Buildings | STH1 | Natural Gas Internal Combustion Engine | 0.6 | IPP CHP
58825 | MTHS Co-Gen Buildings | STH2 | Natural Gas Internal Combustion Engine | 0.6 | IPP CHP
58826 | AES ES Tait | TTES | Batteries | 20 | IPP Non-CHP
58828 | Apple One | PV1 | Solar Photovoltaic | 5 | IPP Non-CHP
58829 | Sonne Two | PV1 | Solar Photovoltaic | 5 | IPP Non-CHP
58830 | Cross Winds Energy Park | CWEP | Onshore Wind Turbine | 111 | Electric Utility
58831 | Redcrest Solar Farm | PV-1 | Solar Photovoltaic | 16.6 | IPP Non-CHP
58832 | Cogenra - TEP | CTEP | Solar Photovoltaic | 1 | IPP Non-CHP
58833 | Red Horse 2 | RH2S | Solar Photovoltaic | 51 | IPP Non-CHP
58833 | Red Horse 2 | RH2W | Onshore Wind Turbine | 30 | IPP Non-CHP
58834 | Richland Center Renewable Energy LLC | UNIT1 | Other Waste Biomass | 0.9 | IPP CHP
58834 | Richland Center Renewable Energy LLC | UNIT2 | Other Waste Biomass | 0.9 | IPP CHP
58835 | Elk Station | ELK1 | Natural Gas Fired Combustion Turbine | 202 | Electric Utility
58835 | Elk Station | ELK2 | Natural Gas Fired Combustion Turbine | 202 | Electric Utility
58835 | Elk Station | ELK3 | Natural Gas Fired Combustion Turbine | 202 | Electric Utility
58836 | Lakeswind Power Partners | LW1 | Onshore Wind Turbine | 51.8 | IPP Non-CHP
58838 | Keechi Wind | KW1 | Onshore Wind Turbine | 110 | IPP Non-CHP
58839 | Sudbury Landfill | INV1 | Solar Photovoltaic | 0.5 | IPP Non-CHP
58839 | Sudbury Landfill | INV2 | Solar Photovoltaic | 0.3 | IPP Non-CHP
58839 | Sudbury Landfill | INV3 | Solar Photovoltaic | 0.5 | IPP Non-CHP
58840 | Kenansville Solar Farm, LLC | INV1 | Solar Photovoltaic | 0.5 | IPP Non-CHP
58840 | Kenansville Solar Farm, LLC | INV2 | Solar Photovoltaic | 0.5 | IPP Non-CHP
58840 | Kenansville Solar Farm, LLC | INV3 | Solar Photovoltaic | 0.5 | IPP Non-CHP
58840 | Kenansville Solar Farm, LLC | INV4 | Solar Photovoltaic | 0.5 | IPP Non-CHP
58840 | Kenansville Solar Farm, LLC | INV5 | Solar Photovoltaic | 0.5 | IPP Non-CHP
58840 | Kenansville Solar Farm, LLC | INV6 | Solar Photovoltaic | 0.5 | IPP Non-CHP
58840 | Kenansville Solar Farm, LLC | INV7 | Solar Photovoltaic | 0.5 | IPP Non-CHP
58840 | Kenansville Solar Farm, LLC | INV8 | Solar Photovoltaic | 0.5 | IPP Non-CHP
58840 | Kenansville Solar Farm, LLC | INV9 | Solar Photovoltaic | 0.5 | IPP Non-CHP
58842 | Gato Montes Solar, LLC | 1 | Solar Photovoltaic | 5 | IPP Non-CHP
58843 | Bethel Price Solar, LLC | 1 | Solar Photovoltaic | 5 | IPP Non-CHP
58844 | Dogwood Solar, LLC | 1 | Solar Photovoltaic | 20 | IPP Non-CHP
58845 | Washington Airport Solar LLC | 1 | Solar Photovoltaic | 5 | IPP Non-CHP
58846 | Washington Millfield Solar, LLC | 1 | Solar Photovoltaic | 5 | IPP Non-CHP
58847 | Windsor Cooper HIill Solar, LLC | 1 | Solar Photovoltaic | 5 | IPP Non-CHP
58848 | Warsaw Farm | 1 | Solar Photovoltaic | 65 | Electric Utility
58849 | Castalia Solar | 1 | Solar Photovoltaic | 2 | IPP Non-CHP
58851 | Oakboro Farm | 1 | Solar Photovoltaic | 5 | IPP Non-CHP
58853 | McKenzie Farm | 1 | Solar Photovoltaic | 5 | IPP Non-CHP
58854 | Nash 58 Farm | 1 | Solar Photovoltaic | 5 | IPP Non-CHP
58855 | Nash 64 Farm | 1 | Solar Photovoltaic | 5 | IPP Non-CHP
58856 | Pate Farm | 1 | Solar Photovoltaic | 5 | IPP Non-CHP
58859 | Erwin Farm | 1 | Solar Photovoltaic | 5 | IPP Non-CHP
58861 | Sigmon Catawba Farm | 1 | Solar Photovoltaic | 5 | IPP Non-CHP
58862 | Wagstaff Farm 1 | 1 | Solar Photovoltaic | 5 | IPP Non-CHP
58863 | Waco Farm | 1 | Solar Photovoltaic | 5 | IPP Non-CHP
58864 | Sunfish Farm | 1 | Solar Photovoltaic | 5 | IPP Non-CHP
58865 | Reventure Park | LFG | Landfill Gas | 1.9 | IPP CHP
58865 | Reventure Park | RNG | Landfill Gas | 1.6 | IPP CHP
58866 | Garrell Solar Farm | 1 | Solar Photovoltaic | 5 | IPP Non-CHP
58867 | Angier Farm | 1 | Solar Photovoltaic | 5 | IPP Non-CHP
58868 | Bladenboro Farm | 1 | Solar Photovoltaic | 5 | IPP Non-CHP
58870 | Rentech Nitrogen Pasadena Cogeneration | MG202 | All Other | 15.4 | IPP CHP
58871 | Berkley East Solar LLC | 1 | Solar Photovoltaic | 3 | IPP Non-CHP
58872 | Bison 4 Wind Energy Center | BISO4 | Onshore Wind Turbine | 205 | Electric Utility
58873 | Stuyvesant Falls | UNIT1 | Conventional Hydroelectric | 3 | IPP Non-CHP
58873 | Stuyvesant Falls | UNIT2 | Conventional Hydroelectric | 3 | IPP Non-CHP
58874 | Dement Farm LLC | DF1 | Solar Photovoltaic | 5 | IPP Non-CHP
58877 | Kinsley Landfill Solar | KINS | Solar Photovoltaic | 8.6 | Electric Utility
58879 | Duplin Solar LLC | DF | Solar Photovoltaic | 5 | IPP Non-CHP
58880 | North Carolina Solar III LLC | NCIII | Solar Photovoltaic | 4.9 | IPP Non-CHP
58881 | County College of Morris | PV01 | Solar Photovoltaic | 2.9 | Commercial Non-CHP
58882 | Mercer County Community College | PV01 | Solar Photovoltaic | 7.5 | Commercial Non-CHP
58883 | Highland Wind Project (IA) | HLWF | Onshore Wind Turbine | 16.4 | Electric Utility
58883 | Highland Wind Project (IA) | HLWF2 | Onshore Wind Turbine | 100.8 | Electric Utility
58883 | Highland Wind Project (IA) | HLWF3 | Onshore Wind Turbine | 89.1 | Electric Utility
58883 | Highland Wind Project (IA) | HLWF4 | Onshore Wind Turbine | 89.2 | Electric Utility
58883 | Highland Wind Project (IA) | HLWF5 | Onshore Wind Turbine | 115 | Electric Utility
58883 | Highland Wind Project (IA) | HLWF6 | Onshore Wind Turbine | 86.8 | Electric Utility
58883 | Highland Wind Project (IA) | HLWF7 | Onshore Wind Turbine | 4.7 | Electric Utility
58884 | Lundgren Wind Project | LGWF | Onshore Wind Turbine | 251 | Electric Utility
58885 | Macksburg Wind Project | MBWF | Onshore Wind Turbine | 119.6 | Electric Utility
58886 | Wellsburg Wind Project | WBWF | Onshore Wind Turbine | 140.8 | Electric Utility
58887 | Com Adam 1WF-1 | ADAM | Onshore Wind Turbine | 2.5 | IPP Non-CHP
58887 | Com Adam 1WF-1 | EVE | Onshore Wind Turbine | 2.5 | IPP Non-CHP
58889 | ASTI | ASTI | Solar Photovoltaic | 1 | IPP Non-CHP
58890 | Beringer | BERI | Solar Photovoltaic | 1.2 | IPP Non-CHP
58891 | Big Turtle Wind Farm, LLC | BTWF1 | Onshore Wind Turbine | 20 | IPP Non-CHP
58891 | Big Turtle Wind Farm, LLC | BTWF2 | Onshore Wind Turbine | 29.4 | IPP Non-CHP
58892 | Camilla Solar Plant | CMLA | Solar Photovoltaic | 16 | IPP Non-CHP
58893 | Camp Solar Plant | CAMP | Solar Photovoltaic | 2.4 | IPP Non-CHP
58896 | Patriots Stadium | PV01 | Solar Photovoltaic | 1 | Commercial Non-CHP
58897 | Temple SEGF | 19G01 | Natural Gas Internal Combustion Engine | 1.6 | Commercial Non-CHP
58897 | Temple SEGF | 19G02 | Natural Gas Internal Combustion Engine | 1.6 | Commercial Non-CHP
58897 | Temple SEGF | 19G03 | Natural Gas Internal Combustion Engine | 1.6 | Commercial Non-CHP
58897 | Temple SEGF | 19G04 | Natural Gas Internal Combustion Engine | 1.6 | Commercial Non-CHP
58897 | Temple SEGF | 19G05 | Natural Gas Internal Combustion Engine | 1.6 | Commercial Non-CHP
58897 | Temple SEGF | 19G06 | Natural Gas Internal Combustion Engine | 1.6 | Commercial Non-CHP
58897 | Temple SEGF | 19G07 | Natural Gas Internal Combustion Engine | 1.6 | Commercial Non-CHP
58897 | Temple SEGF | 19G08 | Natural Gas Internal Combustion Engine | 1.6 | Commercial Non-CHP
58897 | Temple SEGF | 19G09 | Natural Gas Internal Combustion Engine | 1.6 | Commercial Non-CHP
58897 | Temple SEGF | 19G10 | Natural Gas Internal Combustion Engine | 1.6 | Commercial Non-CHP
58898 | Pilot Hill Wind Farm | K4-1 | Onshore Wind Turbine | 175 | IPP Non-CHP
58899 | Prosperity Energy Storage Facility | GEN-1 | Solar Photovoltaic | 0.5 | Electric Utility
58899 | Prosperity Energy Storage Facility | GEN-2 | Batteries | 0.8 | Electric Utility
58900 | Balko Wind LLC | BAL1 | Onshore Wind Turbine | 299.7 | IPP Non-CHP
58901 | Tri-County Water Hydropower Project | TCWG1 | Conventional Hydroelectric | 7.2 | IPP Non-CHP
58901 | Tri-County Water Hydropower Project | TCWG2 | Conventional Hydroelectric | 0.8 | IPP Non-CHP
58902 | Kingfisher Wind LLC | KNG1 | Onshore Wind Turbine | 298 | IPP Non-CHP
58904 | Fourmile Ridge | 1 | Onshore Wind Turbine | 40 | IPP Non-CHP
58906 | Valley Center 1 | VC1 | Solar Photovoltaic | 2.5 | IPP Non-CHP
58907 | Valley Center 2 | VC2 | Solar Photovoltaic | 5 | IPP Non-CHP
58908 | Beebe 1B | 1 | Onshore Wind Turbine | 50.4 | IPP Non-CHP
58909 | Ramona 1 | RAM1 | Solar Photovoltaic | 2 | IPP Non-CHP
58911 | Ramona 2 | RAM2 | Solar Photovoltaic | 5 | IPP Non-CHP
58912 | Santa Fe Springs Rooftop Solar BLDG M | 1 | Solar Photovoltaic | 1.8 | IPP Non-CHP
58913 | Santa Fe Springs Rooftop Solar BLDG H | 1 | Solar Photovoltaic | 1.5 | IPP Non-CHP
58914 | MCAGCC Cogen Plant | CG1 | Natural Gas Fired Combustion Turbine | 7.2 | IPP CHP
58914 | MCAGCC Cogen Plant | CG100 | Natural Gas Fired Combustion Turbine | 4.6 | IPP CHP
58914 | MCAGCC Cogen Plant | CG200 | Natural Gas Fired Combustion Turbine | 4.6 | IPP CHP
58915 | Copper Mountain Solar 3 | 1 | Solar Photovoltaic | 26 | IPP Non-CHP
58915 | Copper Mountain Solar 3 | 10 | Solar Photovoltaic | 21 | IPP Non-CHP
58915 | Copper Mountain Solar 3 | 2 | Solar Photovoltaic | 27 | IPP Non-CHP
58915 | Copper Mountain Solar 3 | 3 | Solar Photovoltaic | 26 | IPP Non-CHP
58915 | Copper Mountain Solar 3 | 4 | Solar Photovoltaic | 28 | IPP Non-CHP
58915 | Copper Mountain Solar 3 | 5 | Solar Photovoltaic | 25 | IPP Non-CHP
58915 | Copper Mountain Solar 3 | 6 | Solar Photovoltaic | 26 | IPP Non-CHP
58915 | Copper Mountain Solar 3 | 7 | Solar Photovoltaic | 26 | IPP Non-CHP
58915 | Copper Mountain Solar 3 | 8 | Solar Photovoltaic | 26 | IPP Non-CHP
58915 | Copper Mountain Solar 3 | 9 | Solar Photovoltaic | 24 | IPP Non-CHP
58917 | Tioga Solar Morris County 1 LLC | MMIR | Solar Photovoltaic | 1 | Commercial Non-CHP
58918 | 2081 Terzian Solar Project | 2081 | Solar Photovoltaic | 1.2 | IPP Non-CHP
58919 | 2127 Harris Solar Project | 2127 | Solar Photovoltaic | 1.3 | IPP Non-CHP
58920 | 2097 Helton Solar Project | 2097 | Solar Photovoltaic | 1.5 | IPP Non-CHP
58921 | Napoleon Biogas | GEN1 | Other Waste Biomass | 1.4 | IPP Non-CHP
58921 | Napoleon Biogas | GEN2 | Other Waste Biomass | 1.4 | IPP Non-CHP
58923 | Missouri S&T - Power Plant | 1000 | Petroleum Liquids | 1 | IPP Non-CHP
58927 | Story City Wind Project | WT01 | Onshore Wind Turbine | 1.5 | IPP Non-CHP
58929 | Melrose 2 | 12286 | Petroleum Liquids | 1 | Electric Utility
58932 | Traer Wind Project | WT01 | Onshore Wind Turbine | 1.5 | IPP Non-CHP
58934 | Integrys MA Solar, LLC - Ashburnham Site | ASH-R | Solar Photovoltaic | 2.6 | IPP Non-CHP
58934 | Integrys MA Solar, LLC - Ashburnham Site | ASH10 | Solar Photovoltaic | 0.3 | IPP Non-CHP
58935 | Open View Solar Farm | PV | Solar Photovoltaic | 2 | IPP Non-CHP
58936 | Walpole Solar 2 | WLPL1 | Solar Photovoltaic | 2.4 | IPP Non-CHP
58937 | Gardner Solar 1 | GRDN1 | Solar Photovoltaic | 2 | IPP Non-CHP
58938 | Origin Wind | WT | Onshore Wind Turbine | 150 | IPP Non-CHP
58939 | Anderson Wind I | AND1 | Onshore Wind Turbine | 5 | IPP Non-CHP
58940 | Anderson Wind II | AND2 | Onshore Wind Turbine | 10 | IPP Non-CHP
58942 | Rockville Solar I LLC | RVSI | Solar Photovoltaic | 2.8 | IPP Non-CHP
58943 | Halifax | 1 | Solar Photovoltaic | 20 | IPP Non-CHP
58944 | Woodville Renewable Power Project | G1 | Wood/Wood Waste Biomass | 49.9 | Electric Utility
58945 | Simonds | GEN 1 | Natural Gas Internal Combustion Engine | 0.6 | IPP CHP
58945 | Simonds | GEN 2 | Natural Gas Internal Combustion Engine | 0.6 | IPP CHP
58945 | Simonds | GEN 3 | Natural Gas Internal Combustion Engine | 0.6 | IPP CHP
58946 | Ameresco Dallas LLC | ENG1 | Landfill Gas | 1.4 | IPP Non-CHP
58946 | Ameresco Dallas LLC | ENG2 | Landfill Gas | 1.4 | IPP Non-CHP
58946 | Ameresco Dallas LLC | ENG3 | Landfill Gas | 1.4 | IPP Non-CHP
58947 | Bristol Myers Squibb Lawrenceville | DG101 | Petroleum Liquids | 1.2 | IPP Non-CHP
58947 | Bristol Myers Squibb Lawrenceville | TG101 | Natural Gas Fired Combustion Turbine | 4.4 | IPP Non-CHP
58948 | Bristol Myers Squibb Wallingford | DG12 | Petroleum Liquids | 0.9 | IPP Non-CHP
58948 | Bristol Myers Squibb Wallingford | DG3 | Petroleum Liquids | 2 | IPP Non-CHP
58948 | Bristol Myers Squibb Wallingford | SOL | Natural Gas Fired Combustion Turbine | 4.8 | IPP Non-CHP
58949 | Cloverdale Solar I | TBD | Solar Photovoltaic | 1.5 | IPP Non-CHP
58951 | Delilah Road Landfill | DRLS | Solar Photovoltaic | 8.5 | IPP Non-CHP
58952 | Dessie Solar Center LLC | DESS | Solar Photovoltaic | 4.8 | IPP Non-CHP
58953 | Rockville Solar II, LLC | RVSII | Solar Photovoltaic | 2.7 | IPP Non-CHP
58954 | Intel Folsom Phase 2 | PV | Solar Photovoltaic | 1 | IPP Non-CHP
58955 | BearPond Solar Center LLC | BEAR | Solar Photovoltaic | 4.8 | IPP Non-CHP
58956 | Shankle Solar Center LLC | SHAN | Solar Photovoltaic | 4.8 | IPP Non-CHP
58957 | Graham Solar Center LLC | GRAH | Solar Photovoltaic | 4.8 | IPP Non-CHP
58958 | Camelot Wind LLC | CMLTW | Onshore Wind Turbine | 1.5 | IPP Non-CHP
58959 | Butler Solar Power Project | BSF1 | Solar Photovoltaic | 2.8 | IPP Non-CHP
58960 | Subregional Water Reclamation Facility | S200 | Other Waste Biomass | 1.1 | Commercial CHP
58960 | Subregional Water Reclamation Facility | S201 | Other Waste Biomass | 1.1 | Commercial CHP
58960 | Subregional Water Reclamation Facility | S202 | Other Waste Biomass | 1.1 | Commercial CHP
58960 | Subregional Water Reclamation Facility | S203 | Other Waste Biomass | 1.1 | Commercial CHP
58961 | Oregon University System OIT Klamath Fal | PV | Solar Photovoltaic | 2 | IPP Non-CHP
58963 | Las Virgenes Municipal Water District | PV | Solar Photovoltaic | 1 | IPP Non-CHP
58964 | Technology Drive Solar | PV1 | Solar Photovoltaic | 2 | IPP Non-CHP
58965 | Thunder Spirit Wind, LLC | THNDR | Onshore Wind Turbine | 107.5 | Electric Utility
58966 | Fairfield Wind | T 1-6 | Onshore Wind Turbine | 10 | IPP Non-CHP
58972 | Fort Huachuca Solar PV Project | FHUAC | Solar Photovoltaic | 13.6 | Electric Utility
58973 | White River Solar 2 | W2CA | Solar Photovoltaic | 19.8 | IPP Non-CHP
58974 | Fairview Farms Solar | PV1 | Solar Photovoltaic | 2 | IPP Non-CHP
58975 | Henrietta Solar Project | PV1 | Solar Photovoltaic | 102 | IPP Non-CHP
58977 | Whitman | WPG-1 | Conventional Hydroelectric | 3.9 | Electric Utility
58977 | Whitman | WPG-2 | Conventional Hydroelectric | 0.9 | Electric Utility
58978 | Central Valley Ag Power | CVAP | Other Waste Biomass | 1.5 | IPP Non-CHP
58980 | Akron WRF | 2G-1 | Other Waste Biomass | 0.6 | Commercial CHP
58980 | Akron WRF | 2G-2 | Other Waste Biomass | 0.6 | Commercial CHP
58980 | Akron WRF | 2G-3 | Other Waste Biomass | 0.6 | Commercial CHP
58981 | Broken Bow Wind II, LLC | BBII | Onshore Wind Turbine | 73.1 | IPP Non-CHP
58982 | Allison Creek Hydro | GEN1 | Conventional Hydroelectric | 6.5 | Electric Utility
58983 | RE Camelot LLC | 1 | Solar Photovoltaic | 45 | IPP Non-CHP
58984 | RE Adams East, LLC | 1 | Solar Photovoltaic | 19 | IPP Non-CHP
58985 | RE Kansas Solar, LLC | 1 | Solar Photovoltaic | 20 | IPP Non-CHP
58986 | RE Old River One, LLC | 1 | Solar Photovoltaic | 20 | IPP Non-CHP
58989 | Eklutna Generation Station | EGS01 | Natural Gas Internal Combustion Engine | 17.1 | Electric Utility
58989 | Eklutna Generation Station | EGS02 | Natural Gas Internal Combustion Engine | 17.1 | Electric Utility
58989 | Eklutna Generation Station | EGS03 | Natural Gas Internal Combustion Engine | 17.1 | Electric Utility
58989 | Eklutna Generation Station | EGS04 | Natural Gas Internal Combustion Engine | 17.1 | Electric Utility
58989 | Eklutna Generation Station | EGS05 | Natural Gas Internal Combustion Engine | 17.1 | Electric Utility
58989 | Eklutna Generation Station | EGS06 | Natural Gas Internal Combustion Engine | 17.1 | Electric Utility
58989 | Eklutna Generation Station | EGS07 | Natural Gas Internal Combustion Engine | 17.1 | Electric Utility
58989 | Eklutna Generation Station | EGS08 | Natural Gas Internal Combustion Engine | 17.1 | Electric Utility
58989 | Eklutna Generation Station | EGS09 | Natural Gas Internal Combustion Engine | 17.1 | Electric Utility
58989 | Eklutna Generation Station | EGS10 | Natural Gas Internal Combustion Engine | 17.1 | Electric Utility
58990 | RE Columbia Two, LLC | 1 | Solar Photovoltaic | 15 | IPP Non-CHP
58991 | RE Kent South, LLC | 1 | Solar Photovoltaic | 20 | IPP Non-CHP
58992 | Dept of Corrections NCCI Wind | WND-1 | Onshore Wind Turbine | 1.7 | Commercial Non-CHP
58992 | Dept of Corrections NCCI Wind | WND-2 | Onshore Wind Turbine | 1.7 | Commercial Non-CHP
58993 | Pine Tree Landfill Gas to Energy | 3201 | Landfill Gas | 1.1 | IPP Non-CHP
58993 | Pine Tree Landfill Gas to Energy | 3202 | Landfill Gas | 1.1 | IPP Non-CHP
58993 | Pine Tree Landfill Gas to Energy | 3203 | Landfill Gas | 1.1 | IPP Non-CHP
58994 | Breckinridge Wind Project LLC | BWP | Onshore Wind Turbine | 98.8 | IPP Non-CHP
58995 | St. Olaf Wind Turbine | OLFWT | Onshore Wind Turbine | 1.6 | IPP Non-CHP
58996 | St. Olaf StandBy Generators | SBIC1 | Petroleum Liquids | 0.5 | IPP Non-CHP
58996 | St. Olaf StandBy Generators | SBIC2 | Petroleum Liquids | 1.8 | IPP Non-CHP
58996 | St. Olaf StandBy Generators | SBIC3 | Petroleum Liquids | 1.8 | IPP Non-CHP
58998 | Goodwell Wind Project LLC | GWWP | Onshore Wind Turbine | 200 | IPP Non-CHP
58999 | Little Elk Wind Project LLC | LEWP | Onshore Wind Turbine | 74 | IPP Non-CHP
59001 | Parkland Landfill Solar | PARK | Solar Photovoltaic | 7.8 | Electric Utility
59003 | Two Dot Wind Farm | 1 | Onshore Wind Turbine | 9.7 | IPP Non-CHP
59005 | Mariah del Norte | MAR1 | Onshore Wind Turbine | 230.4 | IPP Non-CHP
59008 | Woodmere Solar Farm | PV1 | Solar Photovoltaic | 15 | IPP Non-CHP
59009 | Hayworth Solar | PV1 | Solar Photovoltaic | 27 | IPP Non-CHP
59010 | Macho Springs | MSS1 | Solar Photovoltaic | 52.2 | IPP Non-CHP
59011 | Southbridge Landfill Gas-to-Energy | CAT | Landfill Gas | 1.6 | IPP Non-CHP
59012 | DC Water CHP | TURB1 | Other Waste Biomass | 4.7 | IPP CHP
59012 | DC Water CHP | TURB2 | Other Waste Biomass | 4.7 | IPP CHP
59012 | DC Water CHP | TURB3 | Other Waste Biomass | 4.7 | IPP CHP
59013 | Scituate PV | SCT | Solar Photovoltaic | 2.5 | IPP Non-CHP
59014 | Bolton PV | BLT | Solar Photovoltaic | 4.9 | IPP Non-CHP
59015 | Stow PV | STW | Solar Photovoltaic | 2 | IPP Non-CHP
59017 | Carol Jean Solar | GEN 1 | Solar Photovoltaic | 4 | IPP Non-CHP
59018 | East Chicago | 1 | Solar Photovoltaic | 2 | IPP Non-CHP
59019 | Griffith | 1 | Solar Photovoltaic | 2 | IPP Non-CHP
59020 | Gila Bend | PV1 | Solar Photovoltaic | 32 | Electric Utility
59021 | Hoopeston Wind LLC | HOO1 | Onshore Wind Turbine | 98 | IPP Non-CHP
59022 | Kingston Wind Independence | 1 | Onshore Wind Turbine | 2 | IPP Non-CHP
59023 | Ipswich Wind Independence | GEN 1 | Onshore Wind Turbine | 2 | IPP Non-CHP
59024 | Euclid Farm, Stamco N-54 | N-54 | Onshore Wind Turbine | 1 | IPP Non-CHP
59026 | Back River Waste Water Treatment | CHP 1 | Other Waste Biomass | 1.1 | IPP Non-CHP
59026 | Back River Waste Water Treatment | CHP 2 | Other Waste Biomass | 1.1 | IPP Non-CHP
59026 | Back River Waste Water Treatment | SOLAR | Solar Photovoltaic | 0.8 | IPP Non-CHP
59028 | Agawam Solar | 0028 | Solar Photovoltaic | 1.5 | IPP Non-CHP
59029 | Rehoboth Solar | 0040 | Solar Photovoltaic | 2 | IPP Non-CHP
59030 | Chicopee Solar | 0036 | Solar Photovoltaic | 3 | IPP Non-CHP
59031 | Route 57 Solar | 0027 | Solar Photovoltaic | 1.5 | IPP Non-CHP
59032 | EBZ Solar | 0031 | Solar Photovoltaic | 2.5 | IPP Non-CHP
59033 | Whately Solar | 0024 | Solar Photovoltaic | 1.5 | IPP Non-CHP
59034 | Shannon Wind | SHAN1 | Onshore Wind Turbine | 204 | IPP Non-CHP
59035 | Biomass to Energy Facility, Kauai | MKA1 | Other Waste Biomass | 9.3 | IPP Non-CHP
59035 | Biomass to Energy Facility, Kauai | XKA1 | Petroleum Liquids | 0.5 | IPP Non-CHP
59035 | Biomass to Energy Facility, Kauai | XKA2 | Petroleum Liquids | 0.5 | IPP Non-CHP
59038 | Battleground | GEN1 | Solar Photovoltaic | 3.5 | IPP Non-CHP
59039 | Beulaville | GEN 1 | Solar Photovoltaic | 2 | IPP Non-CHP
59040 | Ball Mountain Hydro | GEN 1 | Conventional Hydroelectric | 0.2 | IPP Non-CHP
59040 | Ball Mountain Hydro | GEN 2 | Conventional Hydroelectric | 0.2 | IPP Non-CHP
59040 | Ball Mountain Hydro | GEN 3 | Conventional Hydroelectric | 0.2 | IPP Non-CHP
59040 | Ball Mountain Hydro | GEN 5 | Conventional Hydroelectric | 0.2 | IPP Non-CHP
59040 | Ball Mountain Hydro | GEN 6 | Conventional Hydroelectric | 0.2 | IPP Non-CHP
59040 | Ball Mountain Hydro | GEN 7 | Conventional Hydroelectric | 0.2 | IPP Non-CHP
59040 | Ball Mountain Hydro | GEN 8 | Conventional Hydroelectric | 0.2 | IPP Non-CHP
59040 | Ball Mountain Hydro | GEN 9 | Conventional Hydroelectric | 0.2 | IPP Non-CHP
59040 | Ball Mountain Hydro | GEN10 | Conventional Hydroelectric | 0.2 | IPP Non-CHP
59040 | Ball Mountain Hydro | GEN11 | Conventional Hydroelectric | 0.2 | IPP Non-CHP
59040 | Ball Mountain Hydro | GEN12 | Conventional Hydroelectric | 0.2 | IPP Non-CHP
59040 | Ball Mountain Hydro | GEN4 | Conventional Hydroelectric | 0.2 | IPP Non-CHP
59042 | Ellerbe | GEN 1 | Solar Photovoltaic | 2 | IPP Non-CHP
59043 | West Davisville Solar | PV1 | Solar Photovoltaic | 2 | IPP Non-CHP
59044 | Rio Rico Solar | RRSF | Solar Photovoltaic | 6 | Electric Utility
59045 | Jameson Energy Center | JEC1 | Natural Gas Internal Combustion Engine | 9.2 | Electric Utility
59045 | Jameson Energy Center | JEC2 | Natural Gas Internal Combustion Engine | 9.2 | Electric Utility
59045 | Jameson Energy Center | JEC3 | Natural Gas Internal Combustion Engine | 9.2 | Electric Utility
59046 | 651 Chase Solar NG | PV1 | Solar Photovoltaic | 2.5 | IPP Non-CHP
59049 | Whitcomb Solar Farm | PS01 | Solar Photovoltaic | 2.2 | IPP Non-CHP
59050 | Wallace | GEN 1 | Solar Photovoltaic | 2 | IPP Non-CHP
59051 | Kenansville | GEN 1 | Solar Photovoltaic | 2 | IPP Non-CHP
59052 | Fairmont-FLS 100 | GEN 1 | Solar Photovoltaic | 4 | IPP Non-CHP
59055 | Rariton OMP | CHP1 | Natural Gas Internal Combustion Engine | 3 | IPP Non-CHP
59055 | Rariton OMP | PV1 | Solar Photovoltaic | 2.4 | IPP Non-CHP
59056 | Spring House | GEN 1 | Natural Gas Internal Combustion Engine | 3.8 | IPP Non-CHP
59057 | Skillman | GEN 1 | Solar Photovoltaic | 2.7 | IPP Non-CHP
59058 | Vacaville | GEN 1 | Solar Photovoltaic | 1 | IPP Non-CHP
59059 | Raritan ITS | GEN 1 | Solar Photovoltaic | 2 | IPP Non-CHP
59060 | Waste Water Treatment Plant | WWPV | Solar Photovoltaic | 1.5 | IPP Non-CHP
59065 | Drift Sand Wind Project LLC | WT1 | Onshore Wind Turbine | 108 | IPP Non-CHP
59068 | Colbec's Corner, LLC | GVII | Onshore Wind Turbine | 200 | IPP Non-CHP
59070 | Jericho Power | WT 1 | Onshore Wind Turbine | 14.3 | IPP Non-CHP
59071 | Carroll Area Wind Farm | WT 1 | Onshore Wind Turbine | 20.7 | IPP Non-CHP
59072 | Wooster Renewable Energy | WRE 1 | Other Waste Biomass | 1 | Industrial Non-CHP
59073 | Cove Point LNG Terminal | 111JA | Natural Gas Fired Combustion Turbine | 9.4 | Commercial Non-CHP
59073 | Cove Point LNG Terminal | 111JB | Natural Gas Fired Combustion Turbine | 9.4 | Commercial Non-CHP
59073 | Cove Point LNG Terminal | 111JC | Natural Gas Fired Combustion Turbine | 9.4 | Commercial Non-CHP
59073 | Cove Point LNG Terminal | 214JA | Natural Gas Fired Combustion Turbine | 23.9 | Commercial Non-CHP
59073 | Cove Point LNG Terminal | 214JB | Natural Gas Fired Combustion Turbine | 23.9 | Commercial Non-CHP
59073 | Cove Point LNG Terminal | 311JA | Natural Gas Fired Combustion Turbine | 15.6 | Commercial Non-CHP
59074 | SC 1 Data Center, Phase 2 | EG10B | Petroleum Liquids | 2.3 | IPP Non-CHP
59074 | SC 1 Data Center, Phase 2 | EG11A | Petroleum Liquids | 2.3 | IPP Non-CHP
59074 | SC 1 Data Center, Phase 2 | EG11B | Petroleum Liquids | 2.3 | IPP Non-CHP
59074 | SC 1 Data Center, Phase 2 | EG12A | Petroleum Liquids | 2.3 | IPP Non-CHP
59074 | SC 1 Data Center, Phase 2 | EG12B | Petroleum Liquids | 2.3 | IPP Non-CHP
59074 | SC 1 Data Center, Phase 2 | EG13A | Petroleum Liquids | 2.3 | IPP Non-CHP
59074 | SC 1 Data Center, Phase 2 | EG14A | Petroleum Liquids | 2.3 | IPP Non-CHP
59074 | SC 1 Data Center, Phase 2 | EG15A | Petroleum Liquids | 2.3 | IPP Non-CHP
59074 | SC 1 Data Center, Phase 2 | EG15B | Petroleum Liquids | 2.3 | IPP Non-CHP
59074 | SC 1 Data Center, Phase 2 | EG16A | Petroleum Liquids | 2.3 | IPP Non-CHP
59074 | SC 1 Data Center, Phase 2 | EG16B | Petroleum Liquids | 2.3 | IPP Non-CHP
59074 | SC 1 Data Center, Phase 2 | EG1A | Petroleum Liquids | 2.2 | IPP Non-CHP
59074 | SC 1 Data Center, Phase 2 | EG1B | Petroleum Liquids | 2.2 | IPP Non-CHP
59074 | SC 1 Data Center, Phase 2 | EG2A | Petroleum Liquids | 2.2 | IPP Non-CHP
59074 | SC 1 Data Center, Phase 2 | EG2B | Petroleum Liquids | 2.2 | IPP Non-CHP
59074 | SC 1 Data Center, Phase 2 | EG3A | Petroleum Liquids | 2.2 | IPP Non-CHP
59074 | SC 1 Data Center, Phase 2 | EG3B | Petroleum Liquids | 2.2 | IPP Non-CHP
59074 | SC 1 Data Center, Phase 2 | EG4A | Petroleum Liquids | 2.2 | IPP Non-CHP
59074 | SC 1 Data Center, Phase 2 | EG4B | Petroleum Liquids | 2.2 | IPP Non-CHP
59074 | SC 1 Data Center, Phase 2 | EG5A | Petroleum Liquids | 2.2 | IPP Non-CHP
59074 | SC 1 Data Center, Phase 2 | EG5B | Petroleum Liquids | 2.2 | IPP Non-CHP
59074 | SC 1 Data Center, Phase 2 | EG6A | Petroleum Liquids | 2.2 | IPP Non-CHP
59074 | SC 1 Data Center, Phase 2 | EG6B | Petroleum Liquids | 2.2 | IPP Non-CHP
59074 | SC 1 Data Center, Phase 2 | EG7A | Petroleum Liquids | 2.2 | IPP Non-CHP
59074 | SC 1 Data Center, Phase 2 | EG7B | Petroleum Liquids | 2.2 | IPP Non-CHP
59074 | SC 1 Data Center, Phase 2 | EG8A | Petroleum Liquids | 2.2 | IPP Non-CHP
59074 | SC 1 Data Center, Phase 2 | EG8B | Petroleum Liquids | 2.2 | IPP Non-CHP
59074 | SC 1 Data Center, Phase 2 | EG9A | Petroleum Liquids | 2.3 | IPP Non-CHP
59074 | SC 1 Data Center, Phase 2 | EG9B | Petroleum Liquids | 2.3 | IPP Non-CHP
59075 | Brewster Landfill | BRE1 | Solar Photovoltaic | 1 | IPP Non-CHP
59076 | Chopin Wind LLC | WT1 | Onshore Wind Turbine | 10 | IPP Non-CHP
59077 | Chatham Landfill | CHA | Solar Photovoltaic | 1.5 | IPP Non-CHP
59078 | Harwich Landfill | HAR1 | Solar Photovoltaic | 4 | IPP Non-CHP
59079 | Katama Farm | KAT1 | Solar Photovoltaic | 1 | IPP Non-CHP
59080 | Nunnepog | NUN1 | Solar Photovoltaic | 1 | IPP Non-CHP
59081 | Barnstable Landfill | HAR1 | Solar Photovoltaic | 4 | IPP Non-CHP
59082 | Dennis Landfill | DEN1 | Solar Photovoltaic | 5 | IPP Non-CHP
59083 | Limon III Wind LLC | WT1 | Onshore Wind Turbine | 200.6 | IPP Non-CHP
59084 | Marshall Wind Farm | RPMA | Onshore Wind Turbine | 73.8 | IPP Non-CHP
59085 | Lepomis PV Energy LLC | INV-1 | Solar Photovoltaic | 4.5 | IPP Non-CHP
59086 | Cottonwood Solar, LLC (Goose Lake) | GEN1 | Solar Photovoltaic | 12 | IPP Non-CHP
59087 | Cottonwood Solar, LLC (City of Corcoran) | GEN 1 | Solar Photovoltaic | 12 | IPP Non-CHP
59088 | Calipatria Solar Farm | GEN 1 | Solar Photovoltaic | 20 | IPP Non-CHP
59090 | Rockland Solar | GEN1 | Solar Photovoltaic | 2 | IPP Non-CHP
59094 | Division 1 | GEN 1 | Solar Photovoltaic | 1.5 | IPP Non-CHP
59095 | Division 2 | GEN 1 | Solar Photovoltaic | 1 | IPP Non-CHP
59096 | Division 3 | GEN1 | Solar Photovoltaic | 1 | IPP Non-CHP
59097 | Berry Plastics Solar | PV1 | Solar Photovoltaic | 10.1 | IPP Non-CHP
59098 | Kettering Solar 1 | PV1 | Solar Photovoltaic | 1 | IPP Non-CHP
59099 | Kettering Solar 2 | PV1 | Solar Photovoltaic | 1 | IPP Non-CHP
59100 | Chauncey Farm LLC | 1 | Solar Photovoltaic | 4.9 | IPP Non-CHP
59102 | Dragstrip Farm | 1 | Solar Photovoltaic | 5 | IPP Non-CHP
59105 | Market Farm | 1 | Solar Photovoltaic | 4.9 | IPP Non-CHP
59106 | Snow Hill Solar 2 LLC | 1 | Solar Photovoltaic | 2 | IPP Non-CHP
59107 | Mount Olive Farm | 1 | Solar Photovoltaic | 5 | IPP Non-CHP
59109 | Spicewood Solar Farm LLC | 1 | Solar Photovoltaic | 5 | IPP Non-CHP
59110 | Springfield Solar 1 LLC | 1 | Solar Photovoltaic | 4.9 | IPP Non-CHP
59111 | West Salisbury Farm LLC | 1 | Solar Photovoltaic | 5 | IPP Non-CHP
59113 | Yanceyville Farm 2 LLC | 1 | Solar Photovoltaic | 5 | IPP Non-CHP
59114 | Redmon Solar Farm LLC | 1 | Solar Photovoltaic | 2 | IPP Non-CHP
59115 | Anderson Farm LLC | 1 | Solar Photovoltaic | 1.9 | IPP Non-CHP
59116 | Woodbine Landfill Plant | V1021 | Landfill Gas | 3.2 | Commercial Non-CHP
59117 | DD Fayetteville Solar NC LLC | PV1 | Solar Photovoltaic | 23.1 | Electric Utility
59118 | Cameron Wind 1 LLC | CAM1 | Onshore Wind Turbine | 165 | IPP Non-CHP
59119 | Warsaw I | PV1 | Solar Photovoltaic | 2 | IPP Non-CHP
59120 | Warsaw II | PV1 | Solar Photovoltaic | 2 | IPP Non-CHP
59121 | Acushnet-Braley Road 1 | 57449 | Solar Photovoltaic | 1.9 | IPP Non-CHP
59122 | Enerparc CA1 LLC | ECA11 | Solar Photovoltaic | 1.5 | IPP Non-CHP
59123 | Moncure Farm LLC | 1 | Solar Photovoltaic | 3 | IPP Non-CHP
59124 | Martin Creek Farm LLC | 1 | Solar Photovoltaic | 3 | IPP Non-CHP
59125 | Kinston | 1 | Solar Photovoltaic | 2 | IPP Non-CHP
59126 | Daniel Farm LLC | 1 | Solar Photovoltaic | 5 | IPP Non-CHP
59127 | Bailey Farm LLC | 1 | Solar Photovoltaic | 5 | IPP Non-CHP
59128 | Acushnet- High Hill | 57449 | Solar Photovoltaic | 3.2 | IPP Non-CHP
59129 | CSD 2- Freedom High | 57449 | Solar Photovoltaic | 1.1 | IPP Non-CHP
59130 | CSD 2 - Heritage High | 57449 | Solar Photovoltaic | 1.3 | IPP Non-CHP
59131 | Dartmouth Landfill | 57449 | Solar Photovoltaic | 1.3 | IPP Non-CHP
59132 | EAFB - North Base | 57449 | Solar Photovoltaic | 1.1 | IPP Non-CHP
59133 | EAFB - South Base | 57449 | Solar Photovoltaic | 1.1 | IPP Non-CHP
59134 | Easton Landfill | 57449 | Solar Photovoltaic | 1.9 | IPP Non-CHP
59135 | Ludlow Landfill | 57449 | Solar Photovoltaic | 2.6 | IPP Non-CHP
59136 | Methuen Landfill | 57449 | Solar Photovoltaic | 1.3 | IPP Non-CHP
59137 | Plymouth Site 1 | 57449 | Solar Photovoltaic | 5.6 | IPP Non-CHP
59138 | SDCCD - Miramar | 57449 | Solar Photovoltaic | 1.1 | IPP Non-CHP
59139 | SDCWA - Twin Oaks | 57449 | Solar Photovoltaic | 1.1 | IPP Non-CHP
59140 | EDF Lancaster | INV-1 | Solar Photovoltaic | 4.5 | IPP Non-CHP
59142 | Manatee County LFGTE | IC1 | Landfill Gas | 1.6 | IPP Non-CHP
59143 | Front Range Project | FR-1 | Landfill Gas | 3.2 | IPP Non-CHP
59144 | Brighton PV Solar Plant | 15755 | Solar Photovoltaic | 1.8 | IPP Non-CHP
59146 | XPF Solar Field | PV1 | Solar Photovoltaic | 3.9 | IPP Non-CHP
59147 | Fair Wind | 1 | Onshore Wind Turbine | 30 | IPP Non-CHP
59148 | Green Farm | GREEN | Solar Photovoltaic | 5 | IPP Non-CHP
59149 | Simons Farm | SIMON | Solar Photovoltaic | 5 | IPP Non-CHP
59150 | RE Mustang LLC | PV1 | Solar Photovoltaic | 100 | IPP Non-CHP
59151 | Harvest Power Orlando | CHP 1 | Other Waste Biomass | 1.6 | Commercial CHP
59151 | Harvest Power Orlando | CHP 2 | Other Waste Biomass | 1.6 | Commercial CHP
59152 | Thornton PV1 | THOR1 | Solar Photovoltaic | 5 | IPP Non-CHP
59153 | Watson Seed Farm PV1 | WAT1 | Solar Photovoltaic | 20 | IPP Non-CHP
59154 | Bradley PV1 | BRAD1 | Solar Photovoltaic | 5 | IPP Non-CHP
59155 | Shawboro PV1 | SHAW1 | Solar Photovoltaic | 20 | IPP Non-CHP
59156 | Carter PV1 | CTR1 | Solar Photovoltaic | 5 | IPP Non-CHP
59157 | Pecan PV1 | PEC1 | Solar Photovoltaic | 5 | IPP Non-CHP
59158 | Langley PV1 | LNG1 | Solar Photovoltaic | 5 | IPP Non-CHP
59162 | Mariposa Solar Center LLC | MSC 1 | Solar Photovoltaic | 5 | IPP Non-CHP
59163 | Highland Solar Center LLC | HSC 1 | Solar Photovoltaic | 5 | IPP Non-CHP
59164 | Elm City Solar Facility | NSC 1 | Solar Photovoltaic | 40 | Electric Utility
59166 | Bridgeport Disposal Solar Farm | BRIDG | Solar Photovoltaic | 1.2 | Commercial Non-CHP
59167 | Lancaster Solar 1 | LS1 | Solar Photovoltaic | 1.5 | IPP Non-CHP
59168 | Avalon Solar | AS | Solar Photovoltaic | 29 | IPP Non-CHP
59169 | Lancaster Solar 2 | LS2 | Solar Photovoltaic | 1.5 | IPP Non-CHP
59170 | Jakana Solar | 5MWPV | Solar Photovoltaic | 5 | IPP Non-CHP
59171 | Windsor Solar | 5MWPV | Solar Photovoltaic | 5 | IPP Non-CHP
59172 | Belmont | PV1 | Solar Photovoltaic | 3.8 | IPP Non-CHP
59173 | Bethel Solar | 5MWPV | Solar Photovoltaic | 5 | IPP Non-CHP
59174 | Lewiston Solar | 5MWPV | Solar Photovoltaic | 5 | IPP Non-CHP
59175 | Woodland Solar | 5MWPV | Solar Photovoltaic | 5 | IPP Non-CHP
59176 | Williamston Solar | 5MWPV | Solar Photovoltaic | 5 | IPP Non-CHP
59177 | Winton Solar | 5MWPV | Solar Photovoltaic | 5 | IPP Non-CHP
59178 | Franklin 1 | KRS04 | Solar Photovoltaic | 3 | IPP Non-CHP
59179 | Franklin 2 | KRS05 | Solar Photovoltaic | 4 | IPP Non-CHP
59180 | Marion Solar LNG | PV1 | Solar Photovoltaic | 1.5 | IPP Non-CHP
59181 | AgriReNew | 00001 | Other Waste Biomass | 1 | IPP CHP
59182 | Hesperia | 10-94 | Solar Photovoltaic | 1.5 | IPP Non-CHP
59183 | CID Solar, LLC | PV1 | Solar Photovoltaic | 20 | IPP Non-CHP
59184 | Mulberry Farm LLC | PV1 | Solar Photovoltaic | 15.8 | IPP Non-CHP
59185 | Jacobstown | PV1 | Solar Photovoltaic | 5 | IPP Non-CHP
59186 | West Pemberton | PV1 | Solar Photovoltaic | 7 | IPP Non-CHP
59187 | Beethoven Wind | B&H80 | Onshore Wind Turbine | 80 | Electric Utility
59188 | Selmer Farm LLC | PV1 | Solar Photovoltaic | 15.8 | IPP Non-CHP
59189 | East Wayne Solar LLC | 1 | Solar Photovoltaic | 2 | IPP Non-CHP
59190 | Vickers | 1 | Solar Photovoltaic | 2 | IPP Non-CHP
59191 | Soluga Farms 1 | 1 | Solar Photovoltaic | 5 | IPP Non-CHP
59192 | Soluga Farms 2 LLC | 1 | Solar Photovoltaic | 5 | IPP Non-CHP
59194 | Portable Generator 2 | IC1 | Petroleum Liquids | 2 | Electric Utility
59195 | Portable Generator 3 | IC2 | Petroleum Liquids | 2 | Electric Utility
59196 | Portable Generator 1 | IC1 | Petroleum Liquids | 1.8 | Electric Utility
59198 | Sterling PV 3 | STER3 | Solar Photovoltaic | 1.6 | IPP Non-CHP
59199 | Mesa PV1 | MESA1 | Solar Photovoltaic | 1.6 | IPP Non-CHP
59200 | Border Winds Wind Farm | 1 | Onshore Wind Turbine | 150 | Electric Utility
59201 | Pleasant Valley Wind Farm | 1 | Onshore Wind Turbine | 200 | Electric Utility
59203 | Farmersville | PV1 | Solar Photovoltaic | 1.5 | IPP Non-CHP
59203 | Farmersville | PV2 | Solar Photovoltaic | 1.5 | IPP Non-CHP
59203 | Farmersville | PV3 | Solar Photovoltaic | 1.5 | IPP Non-CHP
59204 | OCI Alamo 3 LLC | OCIA3 | Solar Photovoltaic | 5.5 | IPP Non-CHP
59205 | OCI Alamo 5 LLC | OCIA5 | Solar Photovoltaic | 100 | IPP Non-CHP
59207 | OCI Alamo 7 LLC | OCIA7 | Solar Photovoltaic | 100 | IPP Non-CHP
59217 | Tiburon Holdings | PV1 | Solar Photovoltaic | 5 | IPP Non-CHP
59219 | Porterville 6 and 7 | PV1 | Solar Photovoltaic | 1.5 | IPP Non-CHP
59219 | Porterville 6 and 7 | PV2 | Solar Photovoltaic | 1.5 | IPP Non-CHP
59221 | Pecan Row Landfill To Electric Facility | GEN1 | Landfill Gas | 1.6 | IPP Non-CHP
59221 | Pecan Row Landfill To Electric Facility | GEN2 | Landfill Gas | 1.6 | IPP Non-CHP
59221 | Pecan Row Landfill To Electric Facility | GEN3 | Landfill Gas | 1.6 | IPP Non-CHP
59222 | Passadumkeag Windpark LLC | Q357 | Onshore Wind Turbine | 39.9 | IPP Non-CHP
59228 | Leonardo Wind 1 LLC | WT1 | Onshore Wind Turbine | 3 | IPP Non-CHP
59232 | Michelangelo Wind 4 LLC | WT1 | Onshore Wind Turbine | 3 | IPP Non-CHP
59233 | Cogeneration 2 | CT2 | Natural Gas Fired Combined Cycle | 6 | Commercial CHP
59234 | Arbuckle Mountain Wind Farm LLC | GEN1 | Onshore Wind Turbine | 100 | IPP Non-CHP
59235 | Rising Tree Wind Farm II | GEN1 | Onshore Wind Turbine | 19.8 | IPP Non-CHP
59236 | Rising Tree Wind Farm III | GEN1 | Onshore Wind Turbine | 99 | IPP Non-CHP
59237 | Lone Valley Solar Park II LLC | CPII | Solar Photovoltaic | 20 | IPP Non-CHP
59238 | Windthorst-2 | WND2 | Onshore Wind Turbine | 67.6 | IPP Non-CHP
59239 | Eagle Springs Solar LLC | ESS01 | Solar Photovoltaic | 1 | IPP Non-CHP
59240 | Green Gas-Port Charlotte LLC | G1 | Landfill Gas | 1.5 | IPP Non-CHP
59240 | Green Gas-Port Charlotte LLC | G2 | Landfill Gas | 1.5 | IPP Non-CHP
59241 | Brockelman | BROCK | Solar Photovoltaic | 3 | IPP Non-CHP
59242 | Beverly | BVRLY | Solar Photovoltaic | 2 | IPP Non-CHP
59248 | CCMUA | CCMUA | Solar Photovoltaic | 1.5 | IPP Non-CHP
59249 | Rio Bravo Solar 1 LLC | PV1 | Solar Photovoltaic | 20 | IPP Non-CHP
59250 | Rio Bravo Solar II LLC | PV1 | Solar Photovoltaic | 20 | IPP Non-CHP
59251 | Caprock Solar 1 LLC | PV1 | Solar Photovoltaic | 25 | IPP Non-CHP
59254 | Johnston LFG Turbine Plant | GENS1 | Landfill Gas | 10 | IPP Non-CHP
59254 | Johnston LFG Turbine Plant | GENT1 | Landfill Gas | 6 | IPP Non-CHP
59254 | Johnston LFG Turbine Plant | GENT2 | Landfill Gas | 6 | IPP Non-CHP
59254 | Johnston LFG Turbine Plant | GENT3 | Landfill Gas | 6 | IPP Non-CHP
59254 | Johnston LFG Turbine Plant | GENT4 | Landfill Gas | 6 | IPP Non-CHP
59255 | Osprey Point RES | 1 | Other Gases | 3.3 | Electric Utility
59255 | Osprey Point RES | 2 | Other Gases | 3.3 | Electric Utility
59255 | Osprey Point RES | 3 | Other Gases | 3.3 | Electric Utility
59255 | Osprey Point RES | 4 | Other Gases | 3.3 | Electric Utility
59256 | Vaca Dixon Battery Storage System | BAT1 | Batteries | 2 | Electric Utility
59257 | Yerba Buena | YB1 | Batteries | 4 | Electric Utility
59260 | Hidden View Dairy, LLC | HV1 | Other Waste Biomass | 0.9 | Industrial Non-CHP
59261 | Verizon-Torrance | VZ300 | Other Natural Gas | 1 | IPP Non-CHP
59262 | Lancaster Little Rock | LLRC | Solar Photovoltaic | 5 | IPP Non-CHP
59265 | Merced Solar LLC | PV8 | Solar Photovoltaic | 1.5 | IPP Non-CHP
59267 | Mission Solar LLC | PV9 | Solar Photovoltaic | 1.5 | IPP Non-CHP
59268 | Hollister Solar LLC | PV10 | Solar Photovoltaic | 1.5 | IPP Non-CHP
59269 | Victor Mesa Linda B2 | VMLB2 | Solar Photovoltaic | 1.5 | IPP Non-CHP
59270 | Victor Mesa Linda C2 | VMLC2 | Solar Photovoltaic | 1.5 | IPP Non-CHP
59271 | Victor Mesa Linda D2 | VMLD2 | Solar Photovoltaic | 1.5 | IPP Non-CHP
59272 | Victor Mesa Linda E2 | VMLE2 | Solar Photovoltaic | 1.5 | IPP Non-CHP
59273 | SEPV Palmdale East | PALME | Solar Photovoltaic | 10 | IPP Non-CHP
59274 | Sutter Greeworks LLC | SUTTG | Solar Photovoltaic | 5 | IPP Non-CHP
59275 | Sterlington Greenworks LLC | STERG | Solar Photovoltaic | 1.3 | IPP Non-CHP
59276 | Leavenworth Greenworks LLC | LEAVG | Solar Photovoltaic | 9.5 | IPP Non-CHP
59277 | Medford WWTP | MED1 | Solar Photovoltaic | 1.3 | IPP Non-CHP
59278 | Reeves South | REEV1 | Solar Photovoltaic | 1 | IPP Non-CHP
59279 | Life Technologies - Pleasanton | LFT01 | Other Natural Gas | 1.1 | IPP Non-CHP
59280 | Kellogg's - San Jose | KLG00 | Other Natural Gas | 1.1 | IPP Non-CHP
59281 | eBay - South Jordan | EBY00 | Other Natural Gas | 6 | IPP Non-CHP
59281 | eBay - South Jordan | EBY03 | Other Natural Gas | 3.8 | IPP Non-CHP
59283 | California PV Energy at ISD WWTP | W4236 | Solar Photovoltaic | 1 | IPP Non-CHP
59284 | Mammoth Plains | GE1.7 | Onshore Wind Turbine | 199 | IPP Non-CHP
59295 | WED NK Green | NKG1 | Onshore Wind Turbine | 1.5 | IPP Non-CHP
59297 | Carrier Clinic | CARRI | Solar Photovoltaic | 1.5 | IPP Non-CHP
59300 | Hanford 1 and 2 | HAN1 | Solar Photovoltaic | 1.5 | IPP Non-CHP
59300 | Hanford 1 and 2 | HAN2 | Solar Photovoltaic | 1.5 | IPP Non-CHP
59301 | WED Coventry 1 | WEDC1 | Onshore Wind Turbine | 1.5 | IPP Non-CHP
59302 | WED Coventry 2 | COV2 | Onshore Wind Turbine | 1.5 | IPP Non-CHP
59302 | WED Coventry 2 | COV2A | Onshore Wind Turbine | 1.5 | IPP Non-CHP
59302 | WED Coventry 2 | COV2B | Onshore Wind Turbine | 1.5 | IPP Non-CHP
59305 | WED Coventry 3 | WEDC3 | Onshore Wind Turbine | 1.5 | IPP Non-CHP
59306 | WED Coventry 4 | WEDC4 | Onshore Wind Turbine | 1.5 | IPP Non-CHP
59310 | Black Oak Power Producers, LLC | GEN1 | Landfill Gas | 2 | IPP Non-CHP
59310 | Black Oak Power Producers, LLC | GEN2 | Landfill Gas | 2 | IPP Non-CHP
59311 | Seiling Wind I | SEIL1 | Onshore Wind Turbine | 199 | IPP Non-CHP
59312 | Seiling Wind II | SEIL2 | Onshore Wind Turbine | 98.6 | IPP Non-CHP
59314 | WED Coventry 6 | COV6 | Onshore Wind Turbine | 1.5 | IPP Non-CHP
59314 | WED Coventry 6 | COV6A | Onshore Wind Turbine | 1.5 | IPP Non-CHP
59314 | WED Coventry 6 | COV6B | Onshore Wind Turbine | 1.5 | IPP Non-CHP
59316 | Hecate Energy Beacon Solar 3 | BEAC3 | Solar Photovoltaic | 56 | IPP Non-CHP
59317 | Hecate Energy Beacon Solar 4 | BEAC4 | Solar Photovoltaic | 50 | IPP Non-CHP
59318 | North Run | NRUN1 | Solar Photovoltaic | 5 | IPP Non-CHP
59319 | Rock Solid | ROCK1 | Solar Photovoltaic | 8 | IPP Non-CHP
59320 | Los Vientos Windpower III | GEN1 | Onshore Wind Turbine | 200 | IPP Non-CHP
59321 | Los Vientos Windpower IV | GEN1 | Onshore Wind Turbine | 200 | IPP Non-CHP
59322 | Pumpjack Solar I | GEN1 | Solar Photovoltaic | 20 | IPP Non-CHP
59323 | Sacramento (SMUD) | SMUPV | Solar Photovoltaic | 1.5 | IPP Non-CHP
59324 | MCCo Solar Generating Facility | MCCO1 | Solar Photovoltaic | 1 | IPP Non-CHP
59327 | Marlboro Mushrooms Solar Field | GEN1 | Solar Photovoltaic | 1 | Industrial Non-CHP
59328 | Golden Acorn Casino | GAC1 | Onshore Wind Turbine | 1 | Commercial Non-CHP
59329 | City of Soledad Water Reclamation | SOL1 | Onshore Wind Turbine | 1 | IPP Non-CHP
59330 | Taylor Farms | TAY1 | Onshore Wind Turbine | 1 | IPP Non-CHP
59331 | Anheuser-Busch #2 | ANB2 | Onshore Wind Turbine | 1.6 | Industrial Non-CHP
59332 | Mesquite Creek Wind | MSCRK | Onshore Wind Turbine | 211.2 | IPP Non-CHP
59333 | Faison Solar | FAIS1 | Solar Photovoltaic | 2 | IPP Non-CHP
59334 | Catalina Solar 2, LLC | INV-1 | Solar Photovoltaic | 18 | IPP Non-CHP
59335 | MCLB Landfill Gas to Energy | GEN1 | Other Waste Biomass | 1.9 | IPP CHP
59337 | Harrell's Hill Solar Center LLC | HHS1 | Solar Photovoltaic | 5 | IPP Non-CHP
59338 | PB1 - Gila River | CTG1 | Natural Gas Fired Combined Cycle | 174 | IPP Non-CHP
59338 | PB1 - Gila River | CTG2 | Natural Gas Fired Combined Cycle | 174 | IPP Non-CHP
59338 | PB1 - Gila River | ST9 | Natural Gas Fired Combined Cycle | 271 | IPP Non-CHP
59339 | Quinto Solar PV Project | SSC13 | Solar Photovoltaic | 108 | IPP Non-CHP
59357 | Dorena Hydro-Electric Facility | FRNCS | Conventional Hydroelectric | 1.4 | IPP Non-CHP
59357 | Dorena Hydro-Electric Facility | KAPLN | Conventional Hydroelectric | 6.1 | IPP Non-CHP
59358 | Devens | MA2 | Solar Photovoltaic | 3 | IPP Non-CHP
59359 | SCE-Snowline-Duncan Road (North) | 10400 | Solar Photovoltaic | 1.5 | IPP Non-CHP
59360 | SCE-Snowline-Duncan Road (South) | 11113 | Solar Photovoltaic | 1 | IPP Non-CHP
59361 | Browne Solar LLC | PV1 | Solar Photovoltaic | 1.4 | IPP Non-CHP
59362 | Indian Hill Solar LLC | PV1 | Solar Photovoltaic | 1.4 | IPP Non-CHP
59363 | State Street Solar LLC | PV1 | Solar Photovoltaic | 1.4 | IPP Non-CHP
59364 | Plainfield One Solar LLC | PV1 | Solar Photovoltaic | 1.3 | IPP Non-CHP
59365 | 24 Applegate Solar LLC | PV1 | Solar Photovoltaic | 4.9 | IPP Non-CHP
59366 | G&S Wantage Solar LLC | PV1 | Solar Photovoltaic | 8.5 | IPP Non-CHP
59367 | Engelhard Solar LLC | PV1 | Solar Photovoltaic | 1.1 | IPP Non-CHP
59368 | Westborough Solar LLC | PV1 | Solar Photovoltaic | 2.2 | IPP Non-CHP
59369 | Lakewood Seven Solar LLC | PV1 | Solar Photovoltaic | 1 | IPP Non-CHP
59370 | 4 Applegate Solar LLC | PV1 | Solar Photovoltaic | 1.8 | IPP Non-CHP
59371 | 12 Applegate Solar LLC | PV1 | Solar Photovoltaic | 1.9 | IPP Non-CHP
59373 | Broshco Fabricated Products | 1 | Natural Gas Fired Combustion Turbine | 1.2 | Industrial CHP
59373 | Broshco Fabricated Products | 2 | Natural Gas Fired Combustion Turbine | 1.2 | Industrial CHP
59373 | Broshco Fabricated Products | 3 | Natural Gas Fired Combustion Turbine | 1.2 | Industrial CHP
59373 | Broshco Fabricated Products | 4 | Natural Gas Fired Combustion Turbine | 1.1 | Industrial CHP
59374 | Old Mill Solar | OMSLR | Solar Photovoltaic | 5 | IPP Non-CHP
59375 | Rose Hill | ROSE1 | Solar Photovoltaic | 2 | IPP Non-CHP
59376 | Dunn | DUNN1 | Solar Photovoltaic | 2 | IPP Non-CHP
59377 | Town of Cary | CARY1 | Solar Photovoltaic | 1.5 | IPP Non-CHP
59378 | Helios Plaza CHP Plant | GEN1 | Natural Gas Fired Combustion Turbine | 4.6 | IPP CHP
59379 | Wapsie Valley Creamery Back Up Generator | 1 | Petroleum Liquids | 1.8 | Industrial Non-CHP
59380 | Wildwood Solar I, LLC | WLD1 | Solar Photovoltaic | 19.5 | IPP Non-CHP
59381 | The Methodist Hospital, Gas Turbine | GT-1 | Natural Gas Fired Combustion Turbine | 5 | Commercial CHP
59382 | Paisley Geothermal Generating Plant | SVEP1 | Geothermal | 3.7 | Electric Utility
59383 | East Kansas Agri-Energy, LLC | KATO | All Other | 2 | Industrial Non-CHP
59384 | South Plains Wind Phase I | 1 | Onshore Wind Turbine | 200 | IPP Non-CHP
59386 | Enterprise Solar, LLC | ENTS1 | Solar Photovoltaic | 80 | IPP Non-CHP
59387 | Escalante Solar I, LLC | ESCS1 | Solar Photovoltaic | 80 | IPP Non-CHP
59388 | Escalante Solar II, LLC | ESCS2 | Solar Photovoltaic | 80 | IPP Non-CHP
59389 | Escalante Solar III, LLC | ESCS3 | Solar Photovoltaic | 80 | IPP Non-CHP
59390 | True North | TNE1 | Solar Photovoltaic | 4.8 | IPP Non-CHP
59391 | Red Gate Power Plant | ENG01 | Natural Gas Internal Combustion Engine | 18.7 | Electric Utility
59391 | Red Gate Power Plant | ENG02 | Natural Gas Internal Combustion Engine | 18.7 | Electric Utility
59391 | Red Gate Power Plant | ENG03 | Natural Gas Internal Combustion Engine | 18.7 | Electric Utility
59391 | Red Gate Power Plant | ENG04 | Natural Gas Internal Combustion Engine | 18.7 | Electric Utility
59391 | Red Gate Power Plant | ENG05 | Natural Gas Internal Combustion Engine | 18.7 | Electric Utility
59391 | Red Gate Power Plant | ENG06 | Natural Gas Internal Combustion Engine | 18.7 | Electric Utility
59391 | Red Gate Power Plant | ENG07 | Natural Gas Internal Combustion Engine | 18.7 | Electric Utility
59391 | Red Gate Power Plant | ENG08 | Natural Gas Internal Combustion Engine | 18.7 | Electric Utility
59391 | Red Gate Power Plant | ENG09 | Natural Gas Internal Combustion Engine | 18.7 | Electric Utility
59391 | Red Gate Power Plant | ENG10 | Natural Gas Internal Combustion Engine | 18.7 | Electric Utility
59391 | Red Gate Power Plant | ENG11 | Natural Gas Internal Combustion Engine | 18.7 | Electric Utility
59391 | Red Gate Power Plant | ENG12 | Natural Gas Internal Combustion Engine | 18.7 | Electric Utility
59392 | Blue Ridge Generating | GEN1 | Landfill Gas | 1.6 | IPP Non-CHP
59393 | Eubank Landfill Solar Array | ESNM1 | Solar Photovoltaic | 2 | IPP Non-CHP
59394 | Grafton Solar | KRS03 | Solar Photovoltaic | 1.5 | IPP Non-CHP
59395 | City of Tulare Water Facility | C2550 | Other Waste Biomass | 0.5 | Commercial CHP
59395 | City of Tulare Water Facility | DFC30 | Other Waste Biomass | 1.4 | Commercial CHP
59395 | City of Tulare Water Facility | PV302 | Solar Photovoltaic | 0.1 | Commercial CHP
59395 | City of Tulare Water Facility | SC500 | Solar Photovoltaic | 1 | Commercial CHP
59396 | Shaffer | SHF01 | Solar Photovoltaic | 5 | IPP Non-CHP
59404 | Searchlight Solar | 1 | Solar Photovoltaic | 17.5 | IPP Non-CHP
59405 | Diamond Valley Solar Project | PV11 | Solar Photovoltaic | 1.3 | IPP Non-CHP
59406 | Facile Solar | SYS1 | Solar Photovoltaic | 2 | IPP Non-CHP
59407 | Newman Solar | NEW1 | Solar Photovoltaic | 10.5 | IPP Non-CHP
59408 | Shafter Solar LLC | 1 | Solar Photovoltaic | 20 | IPP Non-CHP
59409 | Madelyn Solar, LLC | SNL17 | Solar Photovoltaic | 1 | IPP Non-CHP
59410 | Rudy Solar, LLC | SNL19 | Solar Photovoltaic | 1.5 | IPP Non-CHP
59411 | Mitchell Solar, LLC | SNL18 | Solar Photovoltaic | 1.5 | IPP Non-CHP
59412 | Algonquin SKIC20 Solar LLC | SKI20 | Solar Photovoltaic | 20 | IPP Non-CHP
59413 | Corcoran Solar 2 | C2CA | Solar Photovoltaic | 19.8 | IPP Non-CHP
59414 | Atwell Island West Solar | AWCA | Solar Photovoltaic | 20 | IPP Non-CHP
59415 | Backus Microgrid Project | BMP1 | Petroleum Liquids | 2.6 | Electric Utility
59415 | Backus Microgrid Project | BMP2 | Petroleum Liquids | 2.6 | Electric Utility
59415 | Backus Microgrid Project | BMP3 | Petroleum Liquids | 2.6 | Electric Utility
59415 | Backus Microgrid Project | BMP4 | Petroleum Liquids | 2.6 | Electric Utility
59416 | Anaheim Solar Energy Plant | PV1 | Solar Photovoltaic | 2.1 | Electric Utility
59417 | Pleasant Hill Wind Energy Project | WT1 | Onshore Wind Turbine | 20 | IPP Non-CHP
59421 | SCE-Snowline-White Road (South) | 11111 | Solar Photovoltaic | 1.5 | IPP Non-CHP
59422 | SCE-Snowline-White Road (North) | 10401 | Solar Photovoltaic | 1.5 | IPP Non-CHP
59423 | SCE-Snowline-White Rd (Central) | 10402 | Solar Photovoltaic | 1.5 | IPP Non-CHP
59424 | IND Solar Farm (Phase IIA) | IND2A | Solar Photovoltaic | 7.5 | IPP Non-CHP
59425 | Zimmerman Energy | ZE-#1 | Landfill Gas | 2 | IPP Non-CHP
59425 | Zimmerman Energy | ZE-#2 | Landfill Gas | 2 | IPP Non-CHP
59425 | Zimmerman Energy | ZE-#3 | Landfill Gas | 2 | IPP Non-CHP
59426 | GKS Solar | GKS1 | Solar Photovoltaic | 5 | IPP Non-CHP
59427 | Two Mile Solar | TMS1 | Solar Photovoltaic | 5 | IPP Non-CHP
59428 | Baker Creek Hydroelectric | GENE1 | Conventional Hydroelectric | 1.4 | IPP Non-CHP
59428 | Baker Creek Hydroelectric | GENE2 | Conventional Hydroelectric | 0.1 | IPP Non-CHP
59429 | Downs Farm Solar | DOWN1 | Solar Photovoltaic | 5 | IPP Non-CHP
59430 | NRG Solar Las Vegas MB-1 | MB-1 | Solar Photovoltaic | 5 | IPP Non-CHP
59431 | Sierra Solar Greenworks | SSG1 | Solar Photovoltaic | 20 | IPP Non-CHP
59432 | Duke Building 87 | DUK87 | Solar Photovoltaic | 2.7 | IPP Non-CHP
59433 | Duke Building 98 | DUK98 | Solar Photovoltaic | 2.7 | IPP Non-CHP
59434 | Duke Building 129 | DU129 | Solar Photovoltaic | 3.4 | IPP Non-CHP
59435 | Oak Tree Energy | OTE14 | Onshore Wind Turbine | 19.5 | IPP Non-CHP
59436 | Lennon Generating | 10 | Landfill Gas | 1.6 | IPP Non-CHP
59436 | Lennon Generating | 3 | Landfill Gas | 0.8 | IPP Non-CHP
59436 | Lennon Generating | 4 | Landfill Gas | 0.8 | IPP Non-CHP
59436 | Lennon Generating | 5 | Landfill Gas | 0.8 | IPP Non-CHP
59436 | Lennon Generating | 6 | Landfill Gas | 0.8 | IPP Non-CHP
59436 | Lennon Generating | 7 | Landfill Gas | 1.6 | IPP Non-CHP
59436 | Lennon Generating | 8 | Landfill Gas | 1.6 | IPP Non-CHP
59436 | Lennon Generating | 9 | Landfill Gas | 1.6 | IPP Non-CHP
59437 | Stillwater B | SWB-1 | Conventional Hydroelectric | 0.8 | IPP Non-CHP
59437 | Stillwater B | SWB-2 | Conventional Hydroelectric | 0.8 | IPP Non-CHP
59437 | Stillwater B | SWB-3 | Conventional Hydroelectric | 0.8 | IPP Non-CHP
59438 | Orono B | ORB-1 | Conventional Hydroelectric | 1.3 | IPP Non-CHP
59438 | Orono B | ORB-2 | Conventional Hydroelectric | 1.3 | IPP Non-CHP
59438 | Orono B | ORB-3 | Conventional Hydroelectric | 1.3 | IPP Non-CHP
59439 | COC Surry LFG, LLC | UNIT1 | Landfill Gas | 1.6 | IPP Non-CHP
59440 | Adelanto Solar II, LLC | SAS | Solar Photovoltaic | 7 | IPP Non-CHP
59441 | Adelanto Solar, LLC | SAS | Solar Photovoltaic | 20 | IPP Non-CHP
59442 | Logans Gap Wind LLC | 1 | Onshore Wind Turbine | 200.1 | IPP Non-CHP
59443 | TA-Acacia, LLC | WAS1 | Solar Photovoltaic | 20 | IPP Non-CHP
59444 | SR85 | PV1 | Solar Photovoltaic | 10 | Electric Utility
59445 | St. Albans SPEED Project | PV1 | Solar Photovoltaic | 2 | IPP Non-CHP
59446 | Cranbury | CRANB | Solar Photovoltaic | 5 | IPP Non-CHP
59447 | Pacific Rim Dairy Digester | 00001 | Other Waste Biomass | 1 | IPP Non-CHP
59448 | Waxdale | CGEN1 | Landfill Gas | 3.5 | Industrial CHP
59448 | Waxdale | CGEN2 | Natural Gas Fired Combustion Turbine | 3.5 | Industrial CHP
59448 | Waxdale | WEC01 | Onshore Wind Turbine | 1.5 | Industrial CHP
59448 | Waxdale | WEC02 | Onshore Wind Turbine | 1.5 | Industrial CHP
59449 | Decatur County Solar Project | DCSP1 | Solar Photovoltaic | 20 | IPP Non-CHP
59450 | Decatur Parkway Solar Project, LLC | DPSP1 | Solar Photovoltaic | 80 | IPP Non-CHP
59451 | CBC Solar Energy Gen Fac Phase 2 | PV2 | Solar Photovoltaic | 2.5 | IPP Non-CHP
59453 | Albany Medical Ctr Cogen Plant | GTG1 | Natural Gas Fired Combustion Turbine | 4.6 | Commercial CHP
59454 | Valencia Solar | VALEN | Solar Photovoltaic | 10 | IPP Non-CHP
59455 | Tech Park Solar | TECHP | Solar Photovoltaic | 5 | IPP Non-CHP
59456 | P Plant | P-TG4 | Natural Gas Fired Combustion Turbine | 4.6 | Commercial CHP
59456 | P Plant | P-TG5 | Natural Gas Fired Combustion Turbine | 4.6 | Commercial CHP
59457 | Q Plant | Q-TG1 | Natural Gas Fired Combustion Turbine | 4.6 | Commercial CHP
59458 | W Plant | W-TG1 | Natural Gas Fired Combustion Turbine | 4.6 | Commercial CHP
59459 | Hickory Ridge Landfill Solar Project | 5088 | Solar Photovoltaic | 1 | IPP Non-CHP
59460 | Kay Wind, LLC | KNG1 | Onshore Wind Turbine | 299 | IPP Non-CHP
59461 | Bowerman Power LFG, LLC | GEN01 | Landfill Gas | 3.4 | IPP Non-CHP
59461 | Bowerman Power LFG, LLC | GEN02 | Landfill Gas | 3.4 | IPP Non-CHP
59461 | Bowerman Power LFG, LLC | GEN03 | Landfill Gas | 3.4 | IPP Non-CHP
59461 | Bowerman Power LFG, LLC | GEN04 | Landfill Gas | 3.4 | IPP Non-CHP
59461 | Bowerman Power LFG, LLC | GEN05 | Landfill Gas | 3.4 | IPP Non-CHP
59461 | Bowerman Power LFG, LLC | GEN06 | Landfill Gas | 3.4 | IPP Non-CHP
59461 | Bowerman Power LFG, LLC | GEN07 | Landfill Gas | 3.4 | IPP Non-CHP
59462 | Denver Intl Airport IV Solar | DIA4 | Solar Photovoltaic | 1.5 | IPP Non-CHP
59463 | Ayers Village Solar | 1 | Solar Photovoltaic | 2 | IPP Non-CHP
59464 | Monson Solar | 2 | Solar Photovoltaic | 3 | IPP Non-CHP
59465 | Sullivan Solar | 1 | Solar Photovoltaic | 1.5 | IPP Non-CHP
59466 | Winchendon Solar | 3 | Solar Photovoltaic | 1.9 | IPP Non-CHP
59467 | Coldwater Peaking Plant | GEN1 | Natural Gas Internal Combustion Engine | 4.3 | Electric Utility
59467 | Coldwater Peaking Plant | GEN2 | Natural Gas Internal Combustion Engine | 4.3 | Electric Utility
59467 | Coldwater Peaking Plant | GEN3 | Natural Gas Internal Combustion Engine | 4.3 | Electric Utility
59468 | KS Solar Six LLC | HUBB | Solar Photovoltaic | 2.5 | IPP Non-CHP
59469 | Alamo Solar | ALAMO | Solar Photovoltaic | 20 | IPP Non-CHP
59470 | Cornell Snyder Road Solar Array | CSR1 | Solar Photovoltaic | 1.8 | IPP Non-CHP
59472 | Ft. Churchill PV | NVC7 | Solar Photovoltaic | 19.9 | Commercial Non-CHP
59474 | Apple Data Center PV3 | DCPV3 | Solar Photovoltaic | 17.5 | Commercial Non-CHP
59475 | Palo Duro Wind | GE1.7 | Onshore Wind Turbine | 249.9 | IPP Non-CHP
59476 | Clarendon Solar Farm | VT001 | Solar Photovoltaic | 2 | IPP Non-CHP
59477 | Claire Solar Farm | CSF1 | Solar Photovoltaic | 2.2 | IPP Non-CHP
59478 | IMPA Richmond Solar Park | SRICH | Solar Photovoltaic | 1 | Electric Utility
59479 | IMPA Frankton Solar Park | SFRAN | Solar Photovoltaic | 1 | Electric Utility
59480 | IMPA Rensselaer Solar Park | SRENS | Solar Photovoltaic | 1 | Electric Utility
59481 | IMPA Peru Solar Park | SPERU | Solar Photovoltaic | 3 | Electric Utility
59482 | IMPA Tell City Solar Park | STELL | Solar Photovoltaic | 1 | Electric Utility
59483 | IMPA Crawfordsville Solar Park | SCRAW | Solar Photovoltaic | 3 | Electric Utility
59484 | Hadley Solar, LLC | PV1 | Solar Photovoltaic | 3 | IPP Non-CHP
59485 | 265 Pleasant Solar NG, LLC | PV2 | Solar Photovoltaic | 2.2 | IPP Non-CHP
59486 | Lanier Solar | LANIE | Solar Photovoltaic | 4.9 | IPP Non-CHP
59487 | Highwater Solar I | HIGHW | Solar Photovoltaic | 4.9 | IPP Non-CHP
59489 | Anthony Wayne Solar #1 | AWS1 | Solar Photovoltaic | 1.7 | IPP Non-CHP
59495 | Antares-GRE 314 East Lyme LLC | GRE01 | Solar Photovoltaic | 4 | IPP Non-CHP
59496 | BYUI Central Energy Facility | ST601 | Natural Gas Fired Combustion Turbine | 5.6 | Commercial CHP
59497 | Andrew Solar | PV1 | Solar Photovoltaic | 5 | IPP Non-CHP
59498 | Tracy Solar | PV1 | Solar Photovoltaic | 10 | IPP Non-CHP
59499 | Candace Solar | PV1 | Solar Photovoltaic | 5 | IPP Non-CHP
59500 | Sarah Solar | SARAH | Solar Photovoltaic | 5 | IPP Non-CHP
59501 | Nitro Solar | NITRO | Solar Photovoltaic | 5 | IPP Non-CHP
59502 | Melinda Solar | PV1 | Solar Photovoltaic | 5 | IPP Non-CHP
59503 | Jacob Solar | PV1 | Solar Photovoltaic | 5 | IPP Non-CHP
59504 | Porter Solar | PV1 | Solar Photovoltaic | 5 | IPP Non-CHP
59505 | Sun Devil Solar | PV1 | Solar Photovoltaic | 5 | IPP Non-CHP
59506 | Quincy Solar | PV1 | Solar Photovoltaic | 4 | IPP Non-CHP
59507 | Kenneth Solar | PV1 | Solar Photovoltaic | 3 | IPP Non-CHP
59508 | Chei Solar | PV1 | Solar Photovoltaic | 5 | IPP Non-CHP
59509 | Murdock Solar | PV1 | Solar Photovoltaic | 4 | IPP Non-CHP
59510 | Husky Solar | PV1 | Solar Photovoltaic | 5 | IPP Non-CHP
59511 | Beetle Solar | PV1 | Solar Photovoltaic | 4 | IPP Non-CHP
59512 | Happy Solar | PV1 | Solar Photovoltaic | 4 | IPP Non-CHP
59513 | Meadows PV 1 | MEAD1 | Solar Photovoltaic | 20 | IPP Non-CHP
59515 | Benthall Bridge PV 1 | BENT1 | Solar Photovoltaic | 5 | IPP Non-CHP
59517 | Baker PV 1 | BAKE1 | Solar Photovoltaic | 5 | IPP Non-CHP
59519 | Old Catawba PV 1 | OLDC | Solar Photovoltaic | 3.5 | IPP Non-CHP
59521 | Little River PV 1 | LTLRV | Solar Photovoltaic | 5 | IPP Non-CHP
59523 | Five Points Solar Park | FRFSP | Solar Photovoltaic | 60 | IPP Non-CHP
59526 | Whitakers | WHIT1 | Solar Photovoltaic | 12 | IPP Non-CHP
59527 | Kelford | KELF1 | Solar Photovoltaic | 20 | IPP Non-CHP
59528 | NRG Solar Oasis LLC | OASIS | Solar Photovoltaic | 20 | IPP Non-CHP
59529 | Bannock County LFG to Energy | GEN1 | Landfill Gas | 1.6 | Commercial Non-CHP
59530 | Pasquotank | PASQ1 | Solar Photovoltaic | 20 | IPP Non-CHP
59532 | Springbok Solar Farm 1 | SB1 | Solar Photovoltaic | 105 | IPP Non-CHP
59533 | Princeton | PRCTN | Solar Photovoltaic | 5 | IPP Non-CHP
59534 | 4Oaks | 4OAKS | Solar Photovoltaic | 5 | IPP Non-CHP
59535 | SR Hazlehurst | HAZLE | Solar Photovoltaic | 20 | IPP Non-CHP
59536 | Coronus Adelanto West 1 | AWI | Solar Photovoltaic | 1.5 | IPP Non-CHP
59537 | Coronus Adelanto West 2 | AW2 | Solar Photovoltaic | 1.5 | IPP Non-CHP
59539 | Park Meridian #1 | 1 | Solar Photovoltaic | 1.5 | IPP Non-CHP
59540 | Rancho Cucamonga Dist #1 | 2 | Solar Photovoltaic | 1.8 | IPP Non-CHP
59541 | Terra Francesco | 3 | Solar Photovoltaic | 1.5 | IPP Non-CHP
59542 | Innovative Solar 6 | IS6 | Solar Photovoltaic | 3.6 | IPP Non-CHP
59543 | Acton Solar Landfill | ACTON | Solar Photovoltaic | 1.6 | Commercial Non-CHP
59544 | Parlin Solar LLC | PV1 | Solar Photovoltaic | 1.3 | IPP Non-CHP
59545 | Springfield Solar LLC | PV1 | Solar Photovoltaic | 1.5 | IPP Non-CHP
59546 | Beaver Solar LLC | PV1 | Solar Photovoltaic | 1.3 | IPP Non-CHP
59547 | Fowler Ridge IV Wind Farm LLC | 1 | Onshore Wind Turbine | 150 | IPP Non-CHP
59548 | Creswell Alligood Solar, LLC | CRES1 | Solar Photovoltaic | 14 | IPP Non-CHP
59549 | Everetts Wildcat Solar, LLC | EVER1 | Solar Photovoltaic | 5 | IPP Non-CHP
59550 | Putah Creek Solar Farm | PCSF | Solar Photovoltaic | 2 | IPP Non-CHP
59551 | FLS Solar 200, LLC | FLS1 | Solar Photovoltaic | 4.3 | IPP Non-CHP
59552 | FLS Solar 170, LLC | FLS1 | Solar Photovoltaic | 2 | IPP Non-CHP
59553 | Innovative Solar 14, LLC | FLS1 | Solar Photovoltaic | 2 | IPP Non-CHP
59554 | Innovative Solar 15, LLC | FLS1 | Solar Photovoltaic | 2 | IPP Non-CHP
59555 | Vega Solar | VEGA1 | Solar Photovoltaic | 20 | IPP Non-CHP
59556 | Dalton 2 | 1 | Solar Photovoltaic | 5.5 | Electric Utility
59558 | Sandoval Solar Energy Center | SSEC1 | Solar Photovoltaic | 6.1 | Electric Utility
59559 | Clean Fuel Dane Community Digester | GEN#1 | Other Waste Biomass | 1 | IPP CHP
59559 | Clean Fuel Dane Community Digester | GEN#2 | Other Waste Biomass | 1 | IPP CHP
59560 | Springer Solar 1 | SPRG1 | Solar Photovoltaic | 1 | Electric Utility
59561 | Crockett Farm | PV1 | Solar Photovoltaic | 5 | IPP Non-CHP
59562 | Eastover Farm | PV1 | Solar Photovoltaic | 5 | IPP Non-CHP
59563 | Foxfire Solar Farm | PV1 | Solar Photovoltaic | 5 | IPP Non-CHP
59564 | Hutchinson Farm | PV1 | Solar Photovoltaic | 5 | IPP Non-CHP
59565 | Keen Farm | PV1 | Solar Photovoltaic | 5 | IPP Non-CHP
59566 | Ashley Solar Farm | PV1 | Solar Photovoltaic | 4 | IPP Non-CHP
59570 | Mocksville Solar | PV1 | Solar Photovoltaic | 15.4 | IPP Non-CHP
59573 | Tisbury Landfill Solar | TIS1 | Solar Photovoltaic | 1.1 | IPP Non-CHP
59574 | Southeast Berrien Generating Facility | SBL | Landfill Gas | 4.8 | IPP Non-CHP
59575 | Manway Solar Farm | PV1 | Solar Photovoltaic | 5 | IPP Non-CHP
59576 | Millikan Farm | GEN1 | Solar Photovoltaic | 5 | IPP Non-CHP
59577 | Misenheimer Farm | PV1 | Solar Photovoltaic | 5 | IPP Non-CHP
59578 | Monroe Moore Farm | PV1 | Solar Photovoltaic | 5 | IPP Non-CHP
59579 | Franklin Solar 2 | PV1 | Solar Photovoltaic | 2 | IPP Non-CHP
59581 | Stout Farm | PV1 | Solar Photovoltaic | 5 | IPP Non-CHP
59583 | Tart Farm | PV1 | Solar Photovoltaic | 5 | IPP Non-CHP
59584 | Wellons Farm | PV1 | Solar Photovoltaic | 5 | IPP Non-CHP
59586 | Woodland Church Farm | PV1 | Solar Photovoltaic | 5 | IPP Non-CHP
59587 | Yadkin 601 Farm | PV1 | Solar Photovoltaic | 3 | IPP Non-CHP
59589 | Rutherford Farm | PV1 | Solar Photovoltaic | 61 | IPP Non-CHP
59591 | Schell Solar Farm | PV1 | Solar Photovoltaic | 5 | IPP Non-CHP
59592 | Sedberry Farm | PV1 | Solar Photovoltaic | 5 | IPP Non-CHP
59595 | Stikeleather Farm | PV1 | Solar Photovoltaic | 5 | IPP Non-CHP
59597 | Colton Solar One, LLC | CS001 | Solar Photovoltaic | 2.5 | IPP Non-CHP
59598 | Colton Solar Two, LLC | CS002 | Solar Photovoltaic | 1 | IPP Non-CHP
59599 | Tropico Solar PV Plant | GEN1 | Solar Photovoltaic | 14 | IPP Non-CHP
59600 | Nicolis Solar PV Plant | GEN1 | Solar Photovoltaic | 20 | IPP Non-CHP
59601 | L&D Landfill Solar | L&D | Solar Photovoltaic | 10 | Electric Utility
59603 | Walters Solar (FLS 260) | FLS1 | Solar Photovoltaic | 5 | IPP Non-CHP
59604 | Stagecoach Solar | FLS1 | Solar Photovoltaic | 5 | IPP Non-CHP
59605 | Vicksburg Solar | FLS1 | Solar Photovoltaic | 5 | IPP Non-CHP
59606 | Soul City Solar | FLS1 | Solar Photovoltaic | 3.5 | IPP Non-CHP
59607 | Maricopa West Solar PV, LLC | MWS | Solar Photovoltaic | 20 | IPP Non-CHP
59610 | AP North Lake I, LP | APNLI | Solar Photovoltaic | 20 | IPP Non-CHP
59611 | LKL BLBD, LLC | LKLBB | Solar Photovoltaic | 6 | IPP Non-CHP
59613 | Town of Williamson Landfill PV | TWLL | Solar Photovoltaic | 1.2 | Commercial Non-CHP
59614 | Monterey Diesel Generation Facility | MDG1 | Petroleum Liquids | 0.6 | Electric Utility
59614 | Monterey Diesel Generation Facility | MDG10 | Petroleum Liquids | 0.6 | Electric Utility
59614 | Monterey Diesel Generation Facility | MDG2 | Petroleum Liquids | 0.6 | Electric Utility
59614 | Monterey Diesel Generation Facility | MDG3 | Petroleum Liquids | 0.6 | Electric Utility
59614 | Monterey Diesel Generation Facility | MDG4 | Petroleum Liquids | 0.6 | Electric Utility
59614 | Monterey Diesel Generation Facility | MDG5 | Petroleum Liquids | 0.6 | Electric Utility
59614 | Monterey Diesel Generation Facility | MDG6 | Petroleum Liquids | 0.6 | Electric Utility
59614 | Monterey Diesel Generation Facility | MDG7 | Petroleum Liquids | 0.6 | Electric Utility
59614 | Monterey Diesel Generation Facility | MDG8 | Petroleum Liquids | 0.6 | Electric Utility
59614 | Monterey Diesel Generation Facility | MDG9 | Petroleum Liquids | 0.6 | Electric Utility
59618 | Meadow Lake Solar Energy Center | MLK | Solar Photovoltaic | 9.1 | Electric Utility
59619 | Cibola | CBLA | Solar Photovoltaic | 7.6 | Electric Utility
59620 | South Milford Solar Plant | SMS1 | Solar Photovoltaic | 2.9 | IPP Non-CHP
59621 | TX Jumbo Road Wind | JRWND | Onshore Wind Turbine | 299.7 | IPP Non-CHP
59622 | Future Generation Wind | FGMA | Onshore Wind Turbine | 8 | IPP Non-CHP
59623 | Clarkson Solar | CSPV | Solar Photovoltaic | 2 | IPP Non-CHP
59624 | Twiss Street Solar | PV1 | Solar Photovoltaic | 1.5 | IPP Non-CHP
59625 | Chicopee River Solar | PV1 | Solar Photovoltaic | 2 | IPP Non-CHP
59626 | Chicopee Granby Road Solar | PV1 | Solar Photovoltaic | 1.6 | IPP Non-CHP
59627 | Harmony | HRMNY | Solar Photovoltaic | 3 | IPP Non-CHP
59628 | Hanover | HNOVR | Solar Photovoltaic | 5 | IPP Non-CHP
59629 | Jericho Rise Wind Farm LLC | GEN1 | Onshore Wind Turbine | 77.7 | IPP Non-CHP
59630 | CentraState Medical Center PV Facility | CS | Solar Photovoltaic | 5.2 | Commercial Non-CHP
59631 | Imclone Solar Electric Facility | IM | Solar Photovoltaic | 8 | Commercial Non-CHP
59632 | Midwest Energy Community Solar Array | 1036 | Solar Photovoltaic | 1 | IPP Non-CHP
59633 | Kettleman Solar -Centaurus | KS | Solar Photovoltaic | 20 | IPP Non-CHP
59634 | Sandstone Solar | SNDST | Solar Photovoltaic | 45 | IPP Non-CHP
59635 | Clinton LFGTE | 1 | Landfill Gas | 1.6 | Electric Utility
59635 | Clinton LFGTE | 2 | Landfill Gas | 1.6 | Electric Utility
59636 | Charlton Solar I | 37021 | Solar Photovoltaic | 4.4 | IPP Non-CHP
59637 | Adams Wind | ADWF | Onshore Wind Turbine | 4.7 | Electric Utility
59637 | Adams Wind | ADWF2 | Onshore Wind Turbine | 43.3 | Electric Utility
59637 | Adams Wind | ADWF3 | Onshore Wind Turbine | 58 | Electric Utility
59637 | Adams Wind | ADWF4 | Onshore Wind Turbine | 48.3 | Electric Utility
59638 | Coronal Lost Hills | CLH | Solar Photovoltaic | 20 | IPP Non-CHP
59639 | Lightolier Wind I Turbine | LIGHT | Onshore Wind Turbine | 2 | Industrial Non-CHP
59641 | Garysburg Solar | 5MWPV | Solar Photovoltaic | 5 | IPP Non-CHP
59642 | Gaston Solar | 5MWPV | Solar Photovoltaic | 5 | IPP Non-CHP
59643 | Seaboard Solar LLC | 5MWPV | Solar Photovoltaic | 5 | IPP Non-CHP
59645 | Mt Olive Solar 1 | FLS1 | Solar Photovoltaic | 5 | IPP Non-CHP
59646 | FLS Solar 230 (Warren) | FLS1 | Solar Photovoltaic | 4.8 | IPP Non-CHP
59647 | Stillwater Energy Center | 1 | Natural Gas Internal Combustion Engine | 18.8 | Electric Utility
59647 | Stillwater Energy Center | 2 | Natural Gas Internal Combustion Engine | 18.8 | Electric Utility
59647 | Stillwater Energy Center | 3 | Natural Gas Internal Combustion Engine | 18.8 | Electric Utility
59648 | Tarboro Solar | 5MWPV | Solar Photovoltaic | 5 | IPP Non-CHP
59649 | Nelson Gardens Landfill Gas to Energy | UNIT1 | Landfill Gas | 1.1 | IPP Non-CHP
59649 | Nelson Gardens Landfill Gas to Energy | UNIT2 | Landfill Gas | 1.1 | IPP Non-CHP
59649 | Nelson Gardens Landfill Gas to Energy | UNIT3 | Landfill Gas | 1.1 | IPP Non-CHP
59649 | Nelson Gardens Landfill Gas to Energy | UNIT4 | Landfill Gas | 1.1 | IPP Non-CHP
59650 | CII Methane Management III LFG Plant | GEN1 | Landfill Gas | 1.6 | IPP Non-CHP
59651 | Forever 21 Retail, Inc. | W4161 | Solar Photovoltaic | 1.7 | IPP Non-CHP
59652 | Nordhoff Place | W4162 | Solar Photovoltaic | 1.2 | IPP Non-CHP
59653 | City of Truth or Consequences PV | COTC | Solar Photovoltaic | 1.9 | IPP Non-CHP
59654 | Sendero Wind Energy | 1 | Onshore Wind Turbine | 78 | IPP Non-CHP
59655 | Campbell County Wind Farm | CCWF1 | Onshore Wind Turbine | 97.8 | IPP Non-CHP
59656 | Comanche Solar | COMCH | Solar Photovoltaic | 120 | IPP Non-CHP
59657 | Imperial Valley Solar Co (IVSC) 2, LLC | IVSC2 | Solar Photovoltaic | 20 | IPP Non-CHP
59658 | SPI Anderson 2 | GEN1 | Wood/Wood Waste Biomass | 30.2 | Industrial CHP
59660 | Washington City Electric Generation | 3 | Natural Gas Internal Combustion Engine | 2 | Electric Utility
59660 | Washington City Electric Generation | 4 | Natural Gas Internal Combustion Engine | 2 | Electric Utility
59660 | Washington City Electric Generation | 9 | Natural Gas Internal Combustion Engine | 2 | Electric Utility
59661 | Tehachapi Energy Storage Project | TSP1 | Batteries | 8 | Electric Utility
59663 | Cornwall Solar Center, LLC | CSC1 | Solar Photovoltaic | 5 | IPP Non-CHP
59664 | City of West Plains Power Station | UNIT1 | Natural Gas Fired Combustion Turbine | 25.6 | Electric Utility
59664 | City of West Plains Power Station | UNIT2 | Natural Gas Fired Combustion Turbine | 21.8 | Electric Utility
59667 | Innovative Solar 48 | IS048 | Solar Photovoltaic | 4.9 | IPP Non-CHP
59670 | Innovative Solar 23 | IS023 | Solar Photovoltaic | 1.9 | IPP Non-CHP
59671 | Innovative Solar 46 | IS046 | Solar Photovoltaic | 78.5 | IPP Non-CHP
59675 | Innovative Solar 44 | IS044 | Solar Photovoltaic | 4.9 | IPP Non-CHP
59677 | Innovative Solar 64 | IS064 | Solar Photovoltaic | 4.9 | IPP Non-CHP
59682 | Main Street Solar Project | MS258 | Solar Photovoltaic | 1.5 | IPP Non-CHP
59683 | GM Lordstown Assembly Solar Array | 12345 | Solar Photovoltaic | 2.2 | Industrial Non-CHP
59686 | Sarasota County LFGTE Facility | LESF1 | Landfill Gas | 1.6 | IPP Non-CHP
59686 | Sarasota County LFGTE Facility | LESF2 | Landfill Gas | 1.6 | IPP Non-CHP
59686 | Sarasota County LFGTE Facility | LESF3 | Landfill Gas | 1.6 | IPP Non-CHP
59687 | Sun Harvest Solar NDP1 | NDP1 | Solar Photovoltaic | 1.5 | IPP Non-CHP
59688 | Wake County LFG Facility | E1 | Landfill Gas | 0.3 | IPP Non-CHP
59688 | Wake County LFG Facility | E10 | Landfill Gas | 0.3 | IPP Non-CHP
59688 | Wake County LFG Facility | E11 | Landfill Gas | 0.3 | IPP Non-CHP
59688 | Wake County LFG Facility | E12 | Landfill Gas | 0.3 | IPP Non-CHP
59688 | Wake County LFG Facility | E13 | Landfill Gas | 0.3 | IPP Non-CHP
59688 | Wake County LFG Facility | E14 | Landfill Gas | 0.3 | IPP Non-CHP
59688 | Wake County LFG Facility | E15 | Landfill Gas | 0.3 | IPP Non-CHP
59688 | Wake County LFG Facility | E16 | Landfill Gas | 0.3 | IPP Non-CHP
59688 | Wake County LFG Facility | E17 | Landfill Gas | 0.3 | IPP Non-CHP
59688 | Wake County LFG Facility | E18 | Landfill Gas | 0.3 | IPP Non-CHP
59688 | Wake County LFG Facility | E19 | Landfill Gas | 0.3 | IPP Non-CHP
59688 | Wake County LFG Facility | E2 | Landfill Gas | 0.3 | IPP Non-CHP
59688 | Wake County LFG Facility | E20 | Landfill Gas | 0.3 | IPP Non-CHP
59688 | Wake County LFG Facility | E21 | Landfill Gas | 0.3 | IPP Non-CHP
59688 | Wake County LFG Facility | E22 | Landfill Gas | 0.3 | IPP Non-CHP
59688 | Wake County LFG Facility | E23 | Landfill Gas | 0.3 | IPP Non-CHP
59688 | Wake County LFG Facility | E24 | Landfill Gas | 0.3 | IPP Non-CHP
59688 | Wake County LFG Facility | E3 | Landfill Gas | 0.3 | IPP Non-CHP
59688 | Wake County LFG Facility | E4 | Landfill Gas | 0.3 | IPP Non-CHP
59688 | Wake County LFG Facility | E5 | Landfill Gas | 0.3 | IPP Non-CHP
59688 | Wake County LFG Facility | E6 | Landfill Gas | 0.3 | IPP Non-CHP
59688 | Wake County LFG Facility | E7 | Landfill Gas | 0.3 | IPP Non-CHP
59688 | Wake County LFG Facility | E8 | Landfill Gas | 0.3 | IPP Non-CHP
59688 | Wake County LFG Facility | E9 | Landfill Gas | 0.3 | IPP Non-CHP
59692 | NBC Field's Point Wind Farm | FPWTG | Onshore Wind Turbine | 4.5 | Commercial Non-CHP
59694 | Aspen Solar, LLC | GEN1 | Solar Photovoltaic | 5 | IPP Non-CHP
59702 | Pavant Solar, LLC | 1 | Solar Photovoltaic | 50 | IPP Non-CHP
59703 | Cottonwood Solar, LLC Cottonwood Carport | 1 | Solar Photovoltaic | 1 | IPP Non-CHP
59704 | JC-Biomethane, LLC | JCBIO | Other Waste Biomass | 1.6 | IPP CHP
59705 | Steel Sun | SSUN2 | Solar Photovoltaic | 2 | IPP Non-CHP
59706 | BRE | NB005 | Solar Photovoltaic | 5 | IPP Non-CHP
59709 | St. Paul Intl Airport Red & Blue Parking | PV1 | Solar Photovoltaic | 2.3 | IPP Non-CHP
59709 | St. Paul Intl Airport Red & Blue Parking | PV2 | Solar Photovoltaic | 0.9 | IPP Non-CHP
59710 | Sand Valley Power Station | GMA | Landfill Gas | 1.6 | IPP Non-CHP
59710 | Sand Valley Power Station | GMB | Landfill Gas | 1.6 | IPP Non-CHP
59710 | Sand Valley Power Station | GMC | Landfill Gas | 1.6 | IPP Non-CHP
59711 | CII Methane Management IV, LLC | GEN1 | Landfill Gas | 1.6 | IPP Non-CHP
59713 | Holdrege Solar Center | HDSC | Solar Photovoltaic | 4 | IPP Non-CHP
59714 | IKEA St. Louis 410 | IK410 | Solar Photovoltaic | 1 | Commercial Non-CHP
59715 | DD Hay Road Solar 23 LLC | PV1 | Solar Photovoltaic | 1.2 | IPP Non-CHP
59717 | Framingham State University Plant | ACPV | Solar Photovoltaic | 0.7 | Commercial Non-CHP
59717 | Framingham State University Plant | CCPV | Solar Photovoltaic | 0.3 | Commercial Non-CHP
59717 | Framingham State University Plant | HA | Petroleum Liquids | 0.2 | Commercial Non-CHP
59717 | Framingham State University Plant | LIB | Petroleum Liquids | 0.3 | Commercial Non-CHP
59717 | Framingham State University Plant | MSC2 | Petroleum Liquids | 0.2 | Commercial Non-CHP
59717 | Framingham State University Plant | NORTH | Petroleum Liquids | 0.2 | Commercial Non-CHP
59717 | Framingham State University Plant | OC | Petroleum Liquids | 0.1 | Commercial Non-CHP
59717 | Framingham State University Plant | PP | Petroleum Liquids | 0.4 | Commercial Non-CHP
59717 | Framingham State University Plant | TOW1 | Petroleum Liquids | 0.2 | Commercial Non-CHP
59717 | Framingham State University Plant | TOW2 | Petroleum Liquids | 0.4 | Commercial Non-CHP
59717 | Framingham State University Plant | WEST | Petroleum Liquids | 0.2 | Commercial Non-CHP
59719 | Charlotte Solar LLC VT | CS001 | Solar Photovoltaic | 2 | IPP Non-CHP
59722 | Seville 1 | SEV1 | Solar Photovoltaic | 20 | IPP Non-CHP
59723 | Seville 2 | SEV2 | Solar Photovoltaic | 30 | IPP Non-CHP
59724 | Scituate Wind | SCIWT | Onshore Wind Turbine | 1.5 | IPP Non-CHP
59725 | Fairhaven Wind | FHWTG | Onshore Wind Turbine | 3 | IPP Non-CHP
59727 | Bull Street Plant | GEN1 | Natural Gas Fired Combustion Turbine | 2 | Electric Utility
59728 | Substation 20 Plant | GEN1 | Natural Gas Fired Combustion Turbine | 2 | Electric Utility
59729 | Macon Solar Power Project | MSF1 | Solar Photovoltaic | 2.8 | IPP Non-CHP
59730 | SEPV 18 | SPV18 | Solar Photovoltaic | 2 | IPP Non-CHP
59731 | Templeton | TEMPL | Solar Photovoltaic | 3 | IPP Non-CHP
59732 | Green Pastures Wind I | GPI | Onshore Wind Turbine | 150 | IPP Non-CHP
59733 | Green Pastures Wind II | GPII | Onshore Wind Turbine | 150 | IPP Non-CHP
59734 | Briscoe Wind Farm | BFW | Onshore Wind Turbine | 150 | IPP Non-CHP
59735 | Kirkwood Wind Turbine | KCC01 | Onshore Wind Turbine | 2.5 | IPP Non-CHP
59736 | Valentine Wind, LLC | 7772 | Onshore Wind Turbine | 1.9 | IPP Non-CHP
59738 | Citizen B | CSB | Solar Photovoltaic | 5 | IPP Non-CHP
59740 | SEPV Mojave West | SPVMW | Solar Photovoltaic | 20 | IPP Non-CHP
59741 | Barton Solar Farm | BARTN | Solar Photovoltaic | 1.9 | IPP Non-CHP
59742 | Sunnyside Ranch Community Solar Array | HCE | Solar Photovoltaic | 1.5 | IPP Non-CHP
59743 | Chimes West Friendship (Nixon Farms) | 1 | Solar Photovoltaic | 1.5 | IPP Non-CHP
59744 | Lakeland Electric Co. (FL)-Airport 1 | 1 | Solar Photovoltaic | 2.7 | IPP Non-CHP
59745 | Leominster (MA)-South Street-R&D | 1 | Solar Photovoltaic | 3.5 | IPP Non-CHP
59746 | DSH (CA) - Coalinga State Hospital | 1 | Solar Photovoltaic | 2.6 | IPP Non-CHP
59747 | River Mountains Solar | 1 | Solar Photovoltaic | 14.4 | IPP Non-CHP
59748 | CDCR (CA) - Pleasant Valley State Prison | 1 | Solar Photovoltaic | 1.6 | IPP Non-CHP
59749 | UMES (MD) - Princess Anne | 1 | Solar Photovoltaic | 2.2 | IPP Non-CHP
59750 | Bourne (MA) - Holliston I | 1 | Solar Photovoltaic | 2.9 | IPP Non-CHP
59751 | Wilzig Associates, LLC | WILZG | Solar Photovoltaic | 1.2 | Commercial Non-CHP
59752 | BlueWave Capital - Grafton (SREC II) | 1 | Solar Photovoltaic | 1.3 | IPP Non-CHP
59754 | Lakeland Electric Co. (FL) - Aiport II | 1 | Solar Photovoltaic | 3.5 | IPP Non-CHP
59755 | Chester Power Partners | PVS1 | Solar Photovoltaic | 2.2 | IPP Non-CHP
59759 | Glades Pike Generation Plant | CAT1 | Landfill Gas | 1.6 | Commercial Non-CHP
59759 | Glades Pike Generation Plant | CAT2 | Landfill Gas | 1.6 | Commercial Non-CHP
59759 | Glades Pike Generation Plant | SOLAR | Landfill Gas | 3.3 | Commercial Non-CHP
59760 | Red Hill Solar Center, LLC | RHILL | Solar Photovoltaic | 5 | IPP Non-CHP
59761 | Van Slyke Solar Center, LLC | VSLYK | Solar Photovoltaic | 5 | IPP Non-CHP
59762 | Broadway Solar Center, LLC | BRDWY | Solar Photovoltaic | 5 | IPP Non-CHP
59763 | Robeson County LFG to Energy | GEN01 | Landfill Gas | 1 | Commercial Non-CHP
59763 | Robeson County LFG to Energy | GEN02 | Landfill Gas | 1 | Commercial Non-CHP
59765 | Stetson Road Solar - Barre I | BI | Solar Photovoltaic | 2 | IPP Non-CHP
59766 | Barre II Solar Project | BII | Solar Photovoltaic | 1.5 | IPP Non-CHP
59767 | Chester Solar Farm | CHSTR | Solar Photovoltaic | 4.8 | IPP Non-CHP
59768 | Concord Solar Farm | CMLP | Solar Photovoltaic | 1.5 | IPP Non-CHP
59769 | TIA Solar | 1 | Solar Photovoltaic | 1.6 | Electric Utility
59770 | IMPA Pendleton Solar Park | SPEND | Solar Photovoltaic | 2 | Electric Utility
59771 | Jefferson Solar Park | JSP01 | Solar Photovoltaic | 1 | IPP Non-CHP
59772 | KCP&L SmartGrid Innovation Park | 1 | Batteries | 1 | Electric Utility
59774 | BioTown Ag | ENG1 | Other Waste Biomass | 1 | Industrial CHP
59774 | BioTown Ag | ENG2 | Other Waste Biomass | 1 | Industrial CHP
59774 | BioTown Ag | ENG3 | Other Waste Biomass | 1 | Industrial CHP
59774 | BioTown Ag | ENG4 | Other Waste Biomass | 1 | Industrial CHP
59774 | BioTown Ag | ENG5 | Other Waste Biomass | 1 | Industrial CHP
59774 | BioTown Ag | ENG6 | Other Waste Biomass | 1 | Industrial CHP
59775 | Adams Farm Solar | ADAMS | Solar Photovoltaic | 3 | IPP Non-CHP
59776 | Heartland Community College | T01 | Onshore Wind Turbine | 1.7 | Commercial Non-CHP
59777 | RGS-Rutland VNM SREC II Project (MA) | 1 | Solar Photovoltaic | 2.6 | IPP Non-CHP
59778 | Eden Solar LLC | EDENS | Solar Photovoltaic | 47.7 | IPP Non-CHP
59779 | Davis Monthan AFB (AZ) West Airfield | 1 | Solar Photovoltaic | 12.6 | IPP Non-CHP
59780 | New Bedford (MA) Plymouth | 1 | Solar Photovoltaic | 4.3 | IPP Non-CHP
59781 | Upper Blackstone (MA) Treasure Valley | 1 | Solar Photovoltaic | 5 | IPP Non-CHP
59782 | Waynoka Gas Processing Plant | G1 | Natural Gas Internal Combustion Engine | 1.3 | Industrial Non-CHP
59782 | Waynoka Gas Processing Plant | G2 | Natural Gas Internal Combustion Engine | 1.3 | Industrial Non-CHP
59782 | Waynoka Gas Processing Plant | G3 | Natural Gas Internal Combustion Engine | 1.3 | Industrial Non-CHP
59783 | Croda Atlas Point CHP | 91197 | Landfill Gas | 1.1 | Industrial CHP
59783 | Croda Atlas Point CHP | 91198 | Landfill Gas | 1.1 | Industrial CHP
59784 | Gila River Power Block 3 | CTG5 | Natural Gas Fired Combined Cycle | 174 | Electric Utility
59784 | Gila River Power Block 3 | CTG6 | Natural Gas Fired Combined Cycle | 174 | Electric Utility
59784 | Gila River Power Block 3 | ST11 | Natural Gas Fired Combined Cycle | 271 | Electric Utility
59785 | Fremont Community Digester, LLC | 19001 | Other Waste Biomass | 2.9 | IPP CHP
59786 | Fiddler's Canyon #2 | FID2 | Solar Photovoltaic | 3 | IPP Non-CHP
59787 | Fiddler's Canyon #1 | FID1 | Solar Photovoltaic | 3 | IPP Non-CHP
59788 | Advance Stores Company, Inc | PV1 | Solar Photovoltaic | 1 | IPP Non-CHP
59789 | Millbrook School | PV1 | Solar Photovoltaic | 1.4 | IPP Non-CHP
59790 | Oregon University System Rabbit Field | PV1 | Solar Photovoltaic | 1.2 | IPP Non-CHP
59792 | Orchard Hills Renewable Energy Station | 1 | Landfill Gas | 2.7 | Electric Utility
59792 | Orchard Hills Renewable Energy Station | 2 | Landfill Gas | 2.7 | Electric Utility
59792 | Orchard Hills Renewable Energy Station | 3 | Landfill Gas | 2.7 | Electric Utility
59792 | Orchard Hills Renewable Energy Station | 4 | Landfill Gas | 2.7 | Electric Utility
59792 | Orchard Hills Renewable Energy Station | 5 | Landfill Gas | 2.7 | Electric Utility
59792 | Orchard Hills Renewable Energy Station | 6 | Landfill Gas | 2.7 | Electric Utility
59793 | Industrial Plant | 15 | Petroleum Liquids | 41.7 | Electric Utility
59794 | Chicago West Side Energy Center | GEN1 | Natural Gas Fired Combustion Turbine | 3.5 | IPP CHP
59796 | Kelford | FLS1 | Solar Photovoltaic | 5 | IPP Non-CHP
59797 | Bayonne MUA- Leitner-Poma Wind Turbine | WT1 | Onshore Wind Turbine | 1.5 | IPP Non-CHP
59798 | Colon PV | W4172 | Solar Photovoltaic | 1.3 | IPP Non-CHP
59800 | Amazon San Bernardino | AMZ00 | Other Natural Gas | 1.1 | IPP Non-CHP
59801 | IBM Southbury | IBM00 | Other Natural Gas | 1.1 | IPP Non-CHP
59802 | Maxim | MXM00 | Other Natural Gas | 1.1 | IPP Non-CHP
59803 | Pixar - Emeryville | PXR00 | Other Natural Gas | 1.1 | IPP Non-CHP
59804 | Starbucks - Evolution Fresh | SBK00 | Other Natural Gas | 1.1 | IPP Non-CHP
59805 | Yahoo! - HQ | YAH00 | Other Natural Gas | 1.1 | IPP Non-CHP
59807 | Airport 1 Solar (DIA) | GBDIA | Solar Photovoltaic | 1.5 | IPP Non-CHP
59808 | Munster Landfill Gas-to-Energy | GEN1 | Landfill Gas | 1.1 | IPP Non-CHP
59809 | Mountain Home Energy Center | GEN1 | Natural Gas Internal Combustion Engine | 3.2 | IPP Non-CHP
59809 | Mountain Home Energy Center | GEN2 | Petroleum Liquids | 1.8 | IPP Non-CHP
59809 | Mountain Home Energy Center | GEN3 | Petroleum Liquids | 1.8 | IPP Non-CHP
59810 | Dairyland WTE Plant | GEN1 | Other Waste Biomass | 0.7 | IPP Non-CHP
59810 | Dairyland WTE Plant | GEN2 | Other Waste Biomass | 0.7 | IPP Non-CHP
59811 | Rockfish Solar LLC | GEN1 | Solar Photovoltaic | 10.3 | IPP Non-CHP
59814 | Copper Mountain Solar 4, LLC | PV01 | Solar Photovoltaic | 51.8 | IPP Non-CHP
59814 | Copper Mountain Solar 4, LLC | PV02 | Solar Photovoltaic | 41.8 | IPP Non-CHP
59815 | Granby LFG | GLFG1 | Landfill Gas | 3.2 | IPP Non-CHP
59816 | Nanticoke LFG | BR12 | Landfill Gas | 4 | IPP Non-CHP
59817 | Tooele Army Depot | GEN03 | Onshore Wind Turbine | 1.7 | IPP Non-CHP
59818 | Concord Farm | 1 | Solar Photovoltaic | 5.2 | IPP Non-CHP
59819 | Mohave Electric at Fort Mohave | PV1 | Solar Photovoltaic | 4.4 | IPP Non-CHP
59819 | Mohave Electric at Fort Mohave | PV2 | Solar Photovoltaic | 10 | IPP Non-CHP
59820 | Hunt Farm Solar | HUNTF | Solar Photovoltaic | 3 | IPP Non-CHP
59821 | 205 Sturbridge A | STURA | Solar Photovoltaic | 3 | IPP Non-CHP
59822 | 201 Sturbridge B | STURB | Solar Photovoltaic | 2 | IPP Non-CHP
59823 | INDY III | INDY3 | Solar Photovoltaic | 2.5 | IPP Non-CHP
59824 | Sweetgum Solar | 5732 | Solar Photovoltaic | 5 | IPP Non-CHP
59825 | South Louisburg Solar | 5MWPV | Solar Photovoltaic | 5 | IPP Non-CHP
59828 | Balsam | 5375 | Solar Photovoltaic | 5 | IPP Non-CHP
59831 | Royal Solar | FLS1 | Solar Photovoltaic | 4.9 | IPP Non-CHP
59832 | Kinston Solar | FLS1 | Solar Photovoltaic | 5 | IPP Non-CHP
59833 | Laurinburg Solar | FLS1 | Solar Photovoltaic | 5 | IPP Non-CHP
59834 | Indy Grocers | INGRO | Solar Photovoltaic | 1 | IPP Non-CHP
59835 | Newton Grove | GEN1 | Solar Photovoltaic | 1.9 | IPP Non-CHP
59836 | Twin Falls (WI) | 11 | Conventional Hydroelectric | 4.6 | Electric Utility
59836 | Twin Falls (WI) | 12 | Conventional Hydroelectric | 4.6 | Electric Utility
59837 | Slate Creek Wind Project LLC | GEN1 | Onshore Wind Turbine | 150 | IPP Non-CHP
59838 | Milo Wind Project LLC | GEN1 | Onshore Wind Turbine | 50 | IPP Non-CHP
59839 | Spring Hill Road | SHRD1 | Solar Photovoltaic | 1.9 | IPP Non-CHP
59840 | Springbok Solar Farm 2 | SB2 | Solar Photovoltaic | 155 | IPP Non-CHP
59841 | General Motors Corp at White Marsh MD | PV1 | Solar Photovoltaic | 1 | IPP Non-CHP
59842 | CNE at Cambridge MD | PV1 | Solar Photovoltaic | 3.2 | IPP Non-CHP
59843 | Georgia Power at Wadley GA | PV1 | Solar Photovoltaic | 1 | IPP Non-CHP
59844 | Munich Re Plaza | PZ1 | Solar Photovoltaic | 1.6 | Commercial Non-CHP
59844 | Munich Re Plaza | PZ2 | Solar Photovoltaic | 0.8 | Commercial Non-CHP
59845 | New River | E1 | Landfill Gas | 0.3 | IPP Non-CHP
59845 | New River | E10 | Landfill Gas | 0.3 | IPP Non-CHP
59845 | New River | E11 | Landfill Gas | 0.3 | IPP Non-CHP
59845 | New River | E12 | Landfill Gas | 0.3 | IPP Non-CHP
59845 | New River | E13 | Landfill Gas | 0.3 | IPP Non-CHP
59845 | New River | E14 | Landfill Gas | 0.3 | IPP Non-CHP
59845 | New River | E15 | Landfill Gas | 0.3 | IPP Non-CHP
59845 | New River | E16 | Landfill Gas | 0.3 | IPP Non-CHP
59845 | New River | E17 | Landfill Gas | 0.3 | IPP Non-CHP
59845 | New River | E18 | Landfill Gas | 0.3 | IPP Non-CHP
59845 | New River | E2 | Landfill Gas | 0.3 | IPP Non-CHP
59845 | New River | E3 | Landfill Gas | 0.3 | IPP Non-CHP
59845 | New River | E4 | Landfill Gas | 0.3 | IPP Non-CHP
59845 | New River | E5 | Landfill Gas | 0.3 | IPP Non-CHP
59845 | New River | E6 | Landfill Gas | 0.3 | IPP Non-CHP
59845 | New River | E7 | Landfill Gas | 0.3 | IPP Non-CHP
59845 | New River | E8 | Landfill Gas | 0.3 | IPP Non-CHP
59845 | New River | E9 | Landfill Gas | 0.3 | IPP Non-CHP
59847 | Northwest Community Hospital | 1 | Natural Gas Internal Combustion Engine | 1.1 | IPP CHP
59847 | Northwest Community Hospital | 2 | Natural Gas Internal Combustion Engine | 1.1 | IPP CHP
59847 | Northwest Community Hospital | 3 | Natural Gas Internal Combustion Engine | 1.1 | IPP CHP
59847 | Northwest Community Hospital | 4 | Natural Gas Internal Combustion Engine | 1.1 | IPP CHP
59848 | Pikes Peak Solar Garden 1 LLC | PPSG1 | Solar Photovoltaic | 2 | IPP Non-CHP
59849 | Adams Community Solar Garden LLC | 23377 | Solar Photovoltaic | 1.2 | IPP Non-CHP
59850 | Adams Community Solar Garden III LLC | 23376 | Solar Photovoltaic | 1.2 | IPP Non-CHP
59852 | North Star Solar Project | NSSP1 | Solar Photovoltaic | 100 | IPP Non-CHP
59853 | Watervliet PV | WVPV1 | Solar Photovoltaic | 4.6 | Electric Utility
59854 | OlivePV | OLPV1 | Solar Photovoltaic | 5 | Electric Utility
59855 | Deer Creek PV | DCPV1 | Solar Photovoltaic | 2.5 | Electric Utility
59856 | SoINCPower6, LLC | SUN1 | Solar Photovoltaic | 5 | IPP Non-CHP
59857 | SoINCPower5, LLC | BAT1 | Solar Photovoltaic | 5 | IPP Non-CHP
59858 | Johnston Solar | JSI01 | Solar Photovoltaic | 1 | IPP Non-CHP
59860 | HP Hood CT | HHOOD | Natural Gas Fired Combustion Turbine | 15 | Industrial CHP
59861 | Twin Branch PV | TBPV1 | Solar Photovoltaic | 2.6 | Electric Utility
59862 | Fort Benning Solar Facility | 1 | Solar Photovoltaic | 30 | Electric Utility
59863 | Fort Gordon Solar Facility | 1 | Solar Photovoltaic | 30 | Electric Utility
59864 | King's Bay Solar Facility | 1 | Solar Photovoltaic | 30 | Electric Utility
59865 | Fort Stewart Solar Facility | 1 | Solar Photovoltaic | 30 | Electric Utility
59866 | Palmer Solar LLC | 11111 | Solar Photovoltaic | 2.5 | IPP Non-CHP
59867 | Lockheed Martin Solar System | LMSOL | Solar Photovoltaic | 1.9 | IPP Non-CHP
59868 | Kingbird A Solar LLC | GEN01 | Solar Photovoltaic | 20 | IPP Non-CHP
59872 | UC Davis South Campus | UCD1 | Solar Photovoltaic | 13 | Commercial Non-CHP
59873 | Lowell Solar Landfill | PV | Solar Photovoltaic | 1.3 | IPP Non-CHP
59874 | Richland Solar Center | PV1 | Solar Photovoltaic | 20 | IPP Non-CHP
59877 | Riverside RWQCP Fuel Cell | MB20 | Other Waste Biomass | 1.4 | Commercial CHP
59887 | Beaufort Solar, LLC | GEN | Solar Photovoltaic | 15 | IPP Non-CHP
59891 | Butler Solar Farm 20 | 1 | Solar Photovoltaic | 20 | IPP Non-CHP
59894 | Pawpaw Solar Plant | 1 | Solar Photovoltaic | 30 | IPP Non-CHP
59896 | Butler Solar Project 103 | 1 | Solar Photovoltaic | 103 | IPP Non-CHP
59897 | Taylor County Solar | 1 | Solar Photovoltaic | 148 | IPP Non-CHP
59898 | SunEnergy1-Scotland Neck, LLC | SE1SN | Solar Photovoltaic | 3 | IPP Non-CHP
59899 | Choco Solar, LLC | CHOCO | Solar Photovoltaic | 5 | IPP Non-CHP
59900 | Corcoran Solar 3 | C3CA | Solar Photovoltaic | 20 | IPP Non-CHP
59901 | Albertson Solar LLC | ALBRT | Solar Photovoltaic | 5 | IPP Non-CHP
59904 | Western Branch High School | 1 | Solar Photovoltaic | 1 | Electric Utility
59908 | Mount Olive Solar | 2MWPV | Solar Photovoltaic | 2 | IPP Non-CHP
59911 | Philip Morris | 1 | Solar Photovoltaic | 2 | Electric Utility
59912 | Freemont Solar Center LLC | FREE | Solar Photovoltaic | 5 | IPP Non-CHP
59914 | Crestwood Solar Center LLC | CREST | Solar Photovoltaic | 5 | IPP Non-CHP
59916 | SunE- E Philadelphia Ontario | 12307 | Solar Photovoltaic | 1 | IPP Non-CHP
59917 | Pollocksville Solar | 5MWPV | Solar Photovoltaic | 5 | IPP Non-CHP
59919 | Nellis Solar PV II | NSPV2 | Solar Photovoltaic | 15 | Electric Utility
59922 | South Campus Solar | GA500 | Solar Photovoltaic | 0.5 | Commercial Non-CHP
59922 | South Campus Solar | SG333 | Solar Photovoltaic | 0.3 | Commercial Non-CHP
59922 | South Campus Solar | SG500 | Solar Photovoltaic | 0.5 | Commercial Non-CHP
59926 | Alpine Power Plant | AI1 | Natural Gas Fired Combustion Turbine | 226.9 | Electric Utility
59926 | Alpine Power Plant | AI2 | Natural Gas Fired Combustion Turbine | 226.9 | Electric Utility
59927 | Hunt Road Solar | PV1 | Solar Photovoltaic | 4.5 | IPP Non-CHP
59928 | Vance Solar Farm, LLC | NB007 | Solar Photovoltaic | 5 | IPP Non-CHP
59930 | BG Stewart Solar Farm, LLC | NB005 | Solar Photovoltaic | 5 | IPP Non-CHP
59931 | FCPC Renewable Generation | GEN1 | Other Waste Biomass | 1.1 | IPP CHP
59931 | FCPC Renewable Generation | GEN2 | Other Waste Biomass | 1.1 | IPP CHP
59932 | Fiddler's Canyon 3 | FID3 | Solar Photovoltaic | 3 | IPP Non-CHP
59936 | Meadowbrook Solar Farm | NB008 | Solar Photovoltaic | 5 | IPP Non-CHP
59937 | Coats Solar Farm, LLC | NB006 | Solar Photovoltaic | 5 | IPP Non-CHP
59938 | Sky Global Power One | UNIT1 | Natural Gas Internal Combustion Engine | 8.5 | IPP Non-CHP
59938 | Sky Global Power One | UNIT2 | Natural Gas Internal Combustion Engine | 8.5 | IPP Non-CHP
59938 | Sky Global Power One | UNIT3 | Natural Gas Internal Combustion Engine | 8.5 | IPP Non-CHP
59938 | Sky Global Power One | UNIT4 | Natural Gas Internal Combustion Engine | 8.5 | IPP Non-CHP
59938 | Sky Global Power One | UNIT5 | Natural Gas Internal Combustion Engine | 8.5 | IPP Non-CHP
59938 | Sky Global Power One | UNIT6 | Natural Gas Internal Combustion Engine | 8.5 | IPP Non-CHP
59939 | RE Tranquillity | TQ | Solar Photovoltaic | 205.3 | IPP Non-CHP
59941 | Iron Springs Solar, LLC | ISS | Solar Photovoltaic | 80 | IPP Non-CHP
59942 | Morgan Lancaster 1 | ML1 | Solar Photovoltaic | 1.5 | IPP Non-CHP
59943 | Rattlesnake Den | 1 | Onshore Wind Turbine | 207.2 | IPP Non-CHP
59944 | Conetoe II Solar, LLC | CONE1 | Solar Photovoltaic | 80 | IPP Non-CHP
59945 | Granite Mountain Solar West, LLC | GMSW | Solar Photovoltaic | 50.4 | IPP Non-CHP
59946 | Granite Mountain Solar East, LLC | GMSE | Solar Photovoltaic | 80 | IPP Non-CHP
59947 | SR Camden | AERO | Solar Photovoltaic | 12 | IPP Non-CHP
59948 | Bakersfield 111 | BF111 | Solar Photovoltaic | 1.4 | IPP Non-CHP
59949 | AES Warrior Run Energy Storage Project | BESS1 | Batteries | 11 | IPP Non-CHP
59950 | Yadkinville Solar | YAK | Solar Photovoltaic | 3.5 | IPP Non-CHP
59952 | Potrero Hills Energy Producers | 1 | Landfill Gas | 1.6 | IPP Non-CHP
59952 | Potrero Hills Energy Producers | 2 | Landfill Gas | 1.6 | IPP Non-CHP
59952 | Potrero Hills Energy Producers | 3 | Landfill Gas | 1.6 | IPP Non-CHP
59952 | Potrero Hills Energy Producers | 4 | Landfill Gas | 1.6 | IPP Non-CHP
59952 | Potrero Hills Energy Producers | 5 | Landfill Gas | 1.6 | IPP Non-CHP
59954 | Osceola Solar Facility | XXXXX | Solar Photovoltaic | 3.8 | Electric Utility
59955 | Smithfield | GEN01 | Solar Photovoltaic | 1.8 | IPP Non-CHP
59956 | ESA Selma | GEN02 | Solar Photovoltaic | 1.8 | IPP Non-CHP
59957 | Grand Ridge Battery Projects | GIVB | Batteries | 1.5 | IPP Non-CHP
59957 | Grand Ridge Battery Projects | GRES | Batteries | 31.5 | IPP Non-CHP
59958 | Milford 2 | MIL2 | Solar Photovoltaic | 3 | IPP Non-CHP
59959 | Elwood Energy Storage Center | WCBS | Batteries | 19.8 | IPP Non-CHP
59960 | Jake Energy Storage Center | JBS | Batteries | 19.8 | IPP Non-CHP
59961 | Western Antelope Blue Sky B | WABSB | Solar Photovoltaic | 20 | IPP Non-CHP
59962 | North Lancaster Ranch | NLR | Solar Photovoltaic | 20 | IPP Non-CHP
59963 | Central Antelope Dry Ranch C | CADRC | Solar Photovoltaic | 20 | IPP Non-CHP
59964 | Elevation Solar C | ELVSC | Solar Photovoltaic | 40 | IPP Non-CHP
59965 | Latigo Wind Park | LTIGO | Onshore Wind Turbine | 62.1 | IPP Non-CHP
59966 | Camp Lejeune Solar | PV1 | Solar Photovoltaic | 12.8 | Electric Utility
59967 | Pepperidge Farm Bloomfield | FCB | Other Natural Gas | 1.2 | Industrial CHP
59967 | Pepperidge Farm Bloomfield | FCC | Other Natural Gas | 1.4 | Industrial CHP
59968 | Desert Wind Farm, LLC | 1 | Onshore Wind Turbine | 208 | IPP Non-CHP
59973 | Walt Disney World Solar Facility | WDS1 | Solar Photovoltaic | 4.9 | Electric Utility
59974 | Golden West Power Partners LLC | GW1 | Onshore Wind Turbine | 250 | IPP Non-CHP
59975 | Carousel Wind Farm LLC | CW1 | Onshore Wind Turbine | 150 | IPP Non-CHP
59976 | RE Astoria | ASTR1 | Solar Photovoltaic | 100 | IPP Non-CHP
59977 | RE Astoria 2 | ASTR2 | Solar Photovoltaic | 75 | IPP Non-CHP
59978 | Enerparc CA2, LLC | ECA22 | Solar Photovoltaic | 1.5 | IPP Non-CHP
59979 | Columbia Solar Energy, LLC | GEN1 | Solar Photovoltaic | 19.2 | IPP Non-CHP
59980 | Mashpee Landfill Solar | MASH | Solar Photovoltaic | 1.5 | IPP Non-CHP
59981 | New Castle Solar RES | PV1 | Solar Photovoltaic | 1.1 | Electric Utility
59982 | Scotland Solar RES | PV1 | Solar Photovoltaic | 1.1 | Electric Utility
59983 | New Haven Solar RES | PV1 | Solar Photovoltaic | 1.1 | Electric Utility
59984 | Lanesville Solar RES | PV1 | Solar Photovoltaic | 1.1 | Electric Utility
59985 | Ellettsville Solar RES | PV1 | Solar Photovoltaic | 1.1 | Electric Utility
59986 | Henryville Solar RES | PV1 | Solar Photovoltaic | 1.1 | Electric Utility
59990 | Johnson Co. Solar RES | PV1 | Solar Photovoltaic | 1.1 | Electric Utility
59993 | Babcock Solar Energy Center | 1 | Solar Photovoltaic | 74.5 | Electric Utility
59994 | RE Roserock | ROSEK | Solar Photovoltaic | 160 | IPP Non-CHP
59995 | AEP Milton NaS | 1 | Batteries | 2 | Electric Utility
59999 | Ouchchy PV1 | OUCH1 | Solar Photovoltaic | 3 | IPP Non-CHP
60004 | Clarkstown Landfill Solar Facility | INV#1 | Solar Photovoltaic | 1 | IPP Non-CHP
60004 | Clarkstown Landfill Solar Facility | INV#2 | Solar Photovoltaic | 1 | IPP Non-CHP
60005 | Daytona International Speedway Solar | 1 | Solar Photovoltaic | 1.6 | Electric Utility
60006 | FIU Solar | 1 | Solar Photovoltaic | 1.6 | Electric Utility
60007 | Morelos del Sol | MORLS | Solar Photovoltaic | 15 | IPP Non-CHP
60008 | Hooper Solar | SCCO3 | Solar Photovoltaic | 52 | IPP Non-CHP
60013 | Grant Wind, LLC | GRANT | Onshore Wind Turbine | 151.8 | IPP Non-CHP
60014 | Manatee Solar Energy Center | 1 | Solar Photovoltaic | 74.5 | Electric Utility
60015 | Findlay Wind Farm | WNDW1 | Onshore Wind Turbine | 3 | Industrial Non-CHP
60016 | MESA 1 | A | Batteries | 1 | Electric Utility
60016 | MESA 1 | B | Batteries | 1 | Electric Utility
60017 | Domino Farms Solar | 1 | Solar Photovoltaic | 1 | Electric Utility
60018 | Ford World Headquarters | 1 | Solar Photovoltaic | 1 | Electric Utility
60019 | Greenwood Solar Farm | 1 | Solar Photovoltaic | 1.9 | Electric Utility
60022 | Oxford | OXFRD | Solar Photovoltaic | 2.8 | IPP Non-CHP
60023 | SR Jenkins Ft Lupton | FTLUP | Solar Photovoltaic | 13 | IPP Non-CHP
60025 | Eight Flags Energy | 01 | Natural Gas Fired Combustion Turbine | 21 | IPP CHP
60026 | Little Rock Pham Solar | PV1 | Solar Photovoltaic | 3 | IPP Non-CHP
60027 | Adera Solar | ADERA | Solar Photovoltaic | 20 | IPP Non-CHP
60029 | CES VMT Solar | VMMD | Solar Photovoltaic | 1.1 | IPP Non-CHP
60032 | SunE Rochester | RCHTR | Solar Photovoltaic | 1 | IPP Non-CHP
60035 | Tequesquite Landfill Solar PV Project | RPU1 | Solar Photovoltaic | 7.3 | IPP Non-CHP
60036 | CCBC-Catonsville | PV1 | Solar Photovoltaic | 1.6 | IPP Non-CHP
60038 | Owens Corning Headquarters | PV1 | Solar Photovoltaic | 2.1 | IPP Non-CHP
60039 | Frontier Solar LLC | FTRS | Solar Photovoltaic | 20 | IPP Non-CHP
60040 | UI RCP New Haven Fuel Cell | NHFC | Other Natural Gas | 2.8 | Electric Utility
60046 | Portage Solar | PV7 | Solar Photovoltaic | 1.5 | IPP Non-CHP
60047 | Middlebury Solar | PV6 | Solar Photovoltaic | 1.5 | IPP Non-CHP
60048 | TWE Chocowinity Solar, LLC | FLS1 | Solar Photovoltaic | 4.5 | IPP Non-CHP
60049 | Golden Hills Wind | GE | Onshore Wind Turbine | 85.9 | IPP Non-CHP
60050 | Innovative Solar 10 | FLS1 | Solar Photovoltaic | 1.5 | IPP Non-CHP
60051 | Innovative Solar 18, LLC | FLS1 | Solar Photovoltaic | 1.9 | IPP Non-CHP
60052 | Innovative Solar 26, LLC | FLS1 | Solar Photovoltaic | 1.9 | IPP Non-CHP
60053 | Innovative Solar 63, LLC | FLS1 | Solar Photovoltaic | 4.9 | IPP Non-CHP
60054 | UI RCP Bridgeport Seaside | BPFC | Other Natural Gas | 2.8 | Electric Utility
60054 | UI RCP Bridgeport Seaside | BPPV | Solar Photovoltaic | 2.2 | Electric Utility
60055 | Innovative Solar 16 | FLS1 | Solar Photovoltaic | 2 | IPP Non-CHP
60056 | Syncarpha Palmer, LLC | SYNPA | Solar Photovoltaic | 4.8 | IPP Non-CHP
60057 | Steel Bridge Solar, LLC | STEEL | Solar Photovoltaic | 2.3 | IPP Non-CHP
60058 | River Bend Solar, LLC | RVRBN | Solar Photovoltaic | 75 | IPP Non-CHP
60059 | Los Vientos V Wind Power | 1 | Onshore Wind Turbine | 110 | IPP Non-CHP
60060 | Lindberg FIeld Solar | SDIA2 | Solar Photovoltaic | 2.1 | IPP Non-CHP
60060 | Lindberg FIeld Solar | SDIAA | Solar Photovoltaic | 0.6 | IPP Non-CHP
60060 | Lindberg FIeld Solar | SDIAB | Solar Photovoltaic | 0.5 | IPP Non-CHP
60061 | Citrus Solar Energy Center | 1 | Solar Photovoltaic | 74.5 | Electric Utility
60062 | Avalon Solar II | ASII | Solar Photovoltaic | 16 | IPP Non-CHP
60063 | Live Oak Solar, LLC | LVEOK | Solar Photovoltaic | 51 | IPP Non-CHP
60064 | White Pine Solar, LLC | WHTPN | Solar Photovoltaic | 101.2 | IPP Non-CHP
60065 | Federal Road Solar 1, LLC | FEDRD | Solar Photovoltaic | 4.4 | IPP Non-CHP
60067 | BWC Swan Pond River | SPRMA | Solar Photovoltaic | 1.6 | IPP Non-CHP
60068 | Grand View Solar Two | GVS2 | Solar Photovoltaic | 60 | IPP Non-CHP
60068 | Grand View Solar Two | GVS5 | Solar Photovoltaic | 20 | IPP Non-CHP
60069 | Cedar Bluff Wind, LLC | CBLF1 | Onshore Wind Turbine | 198.6 | IPP Non-CHP
60071 | Perry Solar Facility | XXXXX | Solar Photovoltaic | 5.1 | Electric Utility
60072 | Neisler Street Solar | NSS1 | Solar Photovoltaic | 2 | IPP Non-CHP
60073 | Leominster | SNLEO | Solar Photovoltaic | 2 | IPP Non-CHP
60074 | North Adams Landfill | SNNOA | Solar Photovoltaic | 2.2 | IPP Non-CHP
60075 | Fisher Road Solar | SYFRS | Solar Photovoltaic | 4.6 | IPP Non-CHP
60076 | Palmer Landfill | SYNPL | Solar Photovoltaic | 4 | IPP Non-CHP
60078 | CED Ducor 1 | DU1CA | Solar Photovoltaic | 20 | IPP Non-CHP
60079 | CED Ducor 2 | DU2CA | Solar Photovoltaic | 20 | IPP Non-CHP
60080 | CED Ducor 3 | DU3CA | Solar Photovoltaic | 15 | IPP Non-CHP
60081 | CED Ducor 4 | DU4CA | Solar Photovoltaic | 20 | IPP Non-CHP
60082 | White Oak Solar, LLC | WHTOK | Solar Photovoltaic | 76.5 | IPP Non-CHP
60083 | Fresno Solar | PV-S | Solar Photovoltaic | 1.5 | IPP Non-CHP
60083 | Fresno Solar | PV-W | Solar Photovoltaic | 1.5 | IPP Non-CHP
60084 | PCA-Valdosta Mill | TG1 | Wood/Wood Waste Biomass | 10.1 | Industrial CHP
60084 | PCA-Valdosta Mill | TG2 | Wood/Wood Waste Biomass | 7.5 | Industrial CHP
60084 | PCA-Valdosta Mill | TG3 | Wood/Wood Waste Biomass | 52.3 | Industrial CHP
60085 | AVS Lancaster 1 | PV1 | Solar Photovoltaic | 3.7 | IPP Non-CHP
60086 | US-TOPCO (Soccer Center) | PV1 | Solar Photovoltaic | 3 | IPP Non-CHP
60087 | South Plains II | SPII | Onshore Wind Turbine | 300 | IPP Non-CHP
60088 | Sunflower Wind Project | SNFLR | Onshore Wind Turbine | 104 | IPP Non-CHP
60089 | Elkton Solar | ELKTN | Solar Photovoltaic | 1.6 | IPP Non-CHP
60091 | Kingbird B Solar, LLC | GEN01 | Solar Photovoltaic | 20 | IPP Non-CHP
60092 | Blythe Solar II, LLC | BLCK4 | Solar Photovoltaic | 33.2 | IPP Non-CHP
60092 | Blythe Solar II, LLC | BLCK5 | Solar Photovoltaic | 33.9 | IPP Non-CHP
60092 | Blythe Solar II, LLC | BLCK6 | Solar Photovoltaic | 32 | IPP Non-CHP
60092 | Blythe Solar II, LLC | BLCK7 | Solar Photovoltaic | 32.1 | IPP Non-CHP
60093 | Blythe Solar 110, LLC | BLCK1 | Solar Photovoltaic | 38.7 | IPP Non-CHP
60093 | Blythe Solar 110, LLC | BLCK2 | Solar Photovoltaic | 36.3 | IPP Non-CHP
60093 | Blythe Solar 110, LLC | BLCK3 | Solar Photovoltaic | 34.8 | IPP Non-CHP
60096 | Town of Chestertown- Chestertown WWTP | PV1 | Solar Photovoltaic | 1 | IPP Non-CHP
60097 | Onondaga County - Metro Water Board | PV1 | Solar Photovoltaic | 1 | IPP Non-CHP
60100 | Dinuba Energy | G-1 | Wood/Wood Waste Biomass | 11.5 | IPP Non-CHP
60101 | Shelby Randolph Road Solar 1, LLC | SRR | Solar Photovoltaic | 2 | IPP Non-CHP
60102 | Lorin Industries | 1 | Natural Gas Internal Combustion Engine | 0.8 | Industrial CHP
60102 | Lorin Industries | 2 | Natural Gas Internal Combustion Engine | 0.8 | Industrial CHP
60102 | Lorin Industries | 3 | Natural Gas Internal Combustion Engine | 0.8 | Industrial CHP
60102 | Lorin Industries | 4 | Natural Gas Internal Combustion Engine | 0.8 | Industrial CHP
60104 | Javelina Wind Energy, LLC | GEWTG | Onshore Wind Turbine | 249.7 | IPP Non-CHP
60105 | Lafayette Solar I, LLC | LAF | Solar Photovoltaic | 2 | IPP Non-CHP
60106 | Rockingham Solar, LLC | ROCK | Solar Photovoltaic | 5 | IPP Non-CHP
60107 | York Road Solar I, LLC | YORK | Solar Photovoltaic | 2 | IPP Non-CHP
60108 | SID Solar I, LLC | SID | Solar Photovoltaic | 5 | IPP Non-CHP
60109 | UDR Glastonbury Fuel Cell | UDRFC | Other Natural Gas | 3.4 | IPP Non-CHP
60110 | Town of Needham VNEM | PV1 | Solar Photovoltaic | 3 | IPP Non-CHP
60111 | Williamsburg Solar LLC VNEM | PV1 | Solar Photovoltaic | 2.2 | IPP Non-CHP
60112 | Oregon Convention Center | PV1 | Solar Photovoltaic | 1.4 | IPP Non-CHP
60113 | Jackson Board of Education-Liberty HS | PV1 | Solar Photovoltaic | 1.2 | IPP Non-CHP
60117 | Western Michigan Solar Gardens | 1 | Solar Photovoltaic | 1 | Electric Utility
60118 | Grand Valley Solar Gardens | 1 | Solar Photovoltaic | 3 | Electric Utility
60119 | Granby Hydro | GEN1 | Conventional Hydroelectric | 1.2 | Commercial Non-CHP
60120 | UCI Fuel Cell | MB-16 | Other Natural Gas | 1.4 | IPP CHP
60121 | HCE Johnston I, LLC | HCEJI | Solar Photovoltaic | 2.6 | IPP Non-CHP
60124 | Goldfinch | GFNCH | Solar Photovoltaic | 3 | IPP Non-CHP
60126 | Harpster Wind | H1 | Onshore Wind Turbine | 1.5 | Commercial Non-CHP
60127 | Eastern Shore Solar, LLC | PV1 | Solar Photovoltaic | 80 | IPP Non-CHP
60128 | Zephyr Wind | Z1 | Onshore Wind Turbine | 1.5 | Industrial Non-CHP
60128 | Zephyr Wind | Z2 | Onshore Wind Turbine | 1.5 | Industrial Non-CHP
60128 | Zephyr Wind | Z3 | Onshore Wind Turbine | 1.5 | Industrial Non-CHP
60129 | Red Toad 1425 A Powatan Road, LLC | POW | Solar Photovoltaic | 2 | IPP Non-CHP
60130 | Big Sand Draw Plant | 1 | Natural Gas Internal Combustion Engine | 1.6 | Industrial Non-CHP
60130 | Big Sand Draw Plant | 2 | Natural Gas Internal Combustion Engine | 1.6 | Industrial Non-CHP
60130 | Big Sand Draw Plant | 4 | Natural Gas Internal Combustion Engine | 1.6 | Industrial Non-CHP
60130 | Big Sand Draw Plant | 5 | Natural Gas Internal Combustion Engine | 1.6 | Industrial Non-CHP
60130 | Big Sand Draw Plant | 6 | Natural Gas Internal Combustion Engine | 1.6 | Industrial Non-CHP
60131 | Durham Solar | DURM | Solar Photovoltaic | 3.5 | IPP Non-CHP
60132 | New Creek Wind | NCG01 | Onshore Wind Turbine | 103 | IPP Non-CHP
60133 | Morgan Farm, LLC | MOR | Solar Photovoltaic | 5 | IPP Non-CHP
60134 | Nashville Farms, LLC | NASH | Solar Photovoltaic | 2 | IPP Non-CHP
60135 | Cedar Solar, LLC | CED | Solar Photovoltaic | 5 | IPP Non-CHP
60136 | Elm Solar, LLC | ELM | Solar Photovoltaic | 5 | IPP Non-CHP
60137 | Glasgow LFGTE | 1 | Landfill Gas | 1 | Electric Utility
60142 | Lemoore 1 | LEPV1 | Solar Photovoltaic | 1.5 | IPP Non-CHP
60143 | Peak View Wind Farm | WTG | Onshore Wind Turbine | 60.8 | Electric Utility
60146 | Cohen Farm Solar, LLC | FLS1 | Solar Photovoltaic | 6.5 | IPP Non-CHP
60147 | Floyd Solar, LLC | FLS1 | Solar Photovoltaic | 6.5 | IPP Non-CHP
60149 | Innovative Solar 43, LLC | FLS1 | Solar Photovoltaic | 50.8 | IPP Non-CHP
60150 | Cornell Geneva Solar Farm | ARGOS | Solar Photovoltaic | 2 | IPP Non-CHP
60151 | Building F | BLDGF | Solar Photovoltaic | 1.3 | IPP Non-CHP
60153 | Building G | BLDGG | Solar Photovoltaic | 1.2 | IPP Non-CHP
60154 | Buidling L | BLDG1 | Solar Photovoltaic | 1 | IPP Non-CHP
60182 | Dulles | DULLE | Solar Photovoltaic | 2 | IPP Non-CHP
60183 | Freeway Springs | FSPRI | Solar Photovoltaic | 2 | IPP Non-CHP
60184 | ADS Renewable Energy-Wolf Creek LLC | GEN1 | Landfill Gas | 1.4 | IPP Non-CHP
60184 | ADS Renewable Energy-Wolf Creek LLC | GEN2 | Landfill Gas | 1.4 | IPP Non-CHP
60185 | Solverde 1 | SOLV1 | Solar Photovoltaic | 85 | IPP Non-CHP
60186 | Antelope DSR 1 | DSR1 | Solar Photovoltaic | 50 | IPP Non-CHP
60187 | Antelope DSR 2 | DSR2 | Solar Photovoltaic | 5 | IPP Non-CHP
60188 | Conetoe Solar | CON15 | Solar Photovoltaic | 5 | IPP Non-CHP
60189 | Sugar Run Solar | SRS15 | Solar Photovoltaic | 5 | IPP Non-CHP
60190 | HMW Minster PV I | MIN01 | Solar Photovoltaic | 3 | IPP Non-CHP
60191 | TWE New Bern Solar Project, LLC | FLS1 | Solar Photovoltaic | 4 | IPP Non-CHP
60193 | Whitethorn Solar LLC | GEN1 | Solar Photovoltaic | 3.3 | IPP Non-CHP
60195 | South Valley Solar Energy Center | SVSEC | Solar Photovoltaic | 10 | Electric Utility
60196 | Santa Fe Solar Energy Center | SFSEC | Solar Photovoltaic | 9.5 | Electric Utility
60197 | Santolina Solar Energy Center | SANTO | Solar Photovoltaic | 10.5 | Electric Utility
60198 | Rio Communities Solar Energy Center | RCSEC | Solar Photovoltaic | 10 | Electric Utility
60199 | County Home Solar Center, LLC | CHSC1 | Solar Photovoltaic | 2 | IPP Non-CHP
60200 | Laurinburg Solar, LLC (Heelstone) | LAUR | Solar Photovoltaic | 2 | IPP Non-CHP
60201 | CES Cherry Hill Solar | CHNJ | Solar Photovoltaic | 1.2 | IPP Non-CHP
60208 | Long Farm 46 Solar, LLC | PV1 | Solar Photovoltaic | 5 | IPP Non-CHP
60218 | Frontier Windpower | FC1 | Onshore Wind Turbine | 200 | IPP Non-CHP
60219 | Strata Roof 1 | UNIT1 | Solar Photovoltaic | 1 | IPP Non-CHP
60220 | Zero Waste Energy Development Co LLC | ZWED1 | Other Waste Biomass | 0.8 | IPP CHP
60220 | Zero Waste Energy Development Co LLC | ZWED2 | Other Waste Biomass | 0.8 | IPP CHP
60222 | Bristol Plant | A1 | Landfill Gas | 0.3 | IPP Non-CHP
60222 | Bristol Plant | A2 | Landfill Gas | 0.3 | IPP Non-CHP
60222 | Bristol Plant | A3 | Landfill Gas | 0.3 | IPP Non-CHP
60222 | Bristol Plant | A4 | Landfill Gas | 0.3 | IPP Non-CHP
60222 | Bristol Plant | A5 | Landfill Gas | 0.3 | IPP Non-CHP
60222 | Bristol Plant | A6 | Landfill Gas | 0.3 | IPP Non-CHP
60222 | Bristol Plant | B1 | Landfill Gas | 0.3 | IPP Non-CHP
60222 | Bristol Plant | B2 | Landfill Gas | 0.3 | IPP Non-CHP
60222 | Bristol Plant | B3 | Landfill Gas | 0.3 | IPP Non-CHP
60222 | Bristol Plant | B4 | Landfill Gas | 0.3 | IPP Non-CHP
60222 | Bristol Plant | B5 | Landfill Gas | 0.3 | IPP Non-CHP
60222 | Bristol Plant | B6 | Landfill Gas | 0.3 | IPP Non-CHP
60222 | Bristol Plant | C1 | Landfill Gas | 0.3 | IPP Non-CHP
60222 | Bristol Plant | C2 | Landfill Gas | 0.3 | IPP Non-CHP
60222 | Bristol Plant | C3 | Landfill Gas | 0.3 | IPP Non-CHP
60222 | Bristol Plant | C4 | Landfill Gas | 0.3 | IPP Non-CHP
60222 | Bristol Plant | C5 | Landfill Gas | 0.3 | IPP Non-CHP
60222 | Bristol Plant | C6 | Landfill Gas | 0.3 | IPP Non-CHP
60223 | Equinix San Jose | EQXOO | Other Natural Gas | 1.1 | IPP Non-CHP
60224 | Intel Santa Clara | NTL00 | Other Natural Gas | 1.1 | IPP Non-CHP
60225 | CMEEC - Bozrah | PV1 | Solar Photovoltaic | 2.5 | IPP Non-CHP
60226 | Rancho Seco Solar, LLC | GEN01 | Solar Photovoltaic | 10.8 | IPP Non-CHP
60227 | BJ's Wholesale Club Inc Dist Center | PV1 | Solar Photovoltaic | 1.4 | IPP Non-CHP
60228 | Conn Mun Electric Energy Coop | PV1 | Solar Photovoltaic | 1 | IPP Non-CHP
60231 | Genentech-Oceanside | BA1 | Batteries | 2 | IPP Non-CHP
60231 | Genentech-Oceanside | PV1 | Solar Photovoltaic | 4.5 | IPP Non-CHP
60233 | RE Garland | PV2 | Solar Photovoltaic | 185 | IPP Non-CHP
60234 | Belle Haven Diesel Generation Facility | BDG10 | Petroleum Liquids | 2 | Electric Utility
60234 | Belle Haven Diesel Generation Facility | BDG9 | Petroleum Liquids | 2 | Electric Utility
60235 | Perdue Diesel Generation Facility | PDG5 | Petroleum Liquids | 2 | Electric Utility
60235 | Perdue Diesel Generation Facility | PDG6 | Petroleum Liquids | 2 | Electric Utility
60236 | Onancock Diesel Generation Facility | ODG7 | Petroleum Liquids | 2 | Electric Utility
60236 | Onancock Diesel Generation Facility | ODG8 | Petroleum Liquids | 2 | Electric Utility
60238 | McDonald Solar Farm, LLC | PV1 | Solar Photovoltaic | 5.2 | IPP Non-CHP
60239 | Pastime Farm, LLC | PV1 | Solar Photovoltaic | 5.2 | IPP Non-CHP
60240 | Yanceyville Farm 3, LLC | 1 | Solar Photovoltaic | 4.9 | IPP Non-CHP
60241 | Union Renewable Energy Facility | 00611 | Landfill Gas | 1.6 | Electric Utility
60241 | Union Renewable Energy Facility | 00677 | Landfill Gas | 1.6 | Electric Utility
60243 | Ambler | 1 | Petroleum Liquids | 0.4 | Electric Utility
60243 | Ambler | 2 | Petroleum Liquids | 0.3 | Electric Utility
60243 | Ambler | 3 | Petroleum Liquids | 0.4 | Electric Utility
60244 | Marshall | 1 | Petroleum Liquids | 0.5 | Electric Utility
60244 | Marshall | 2 | Petroleum Liquids | 0.4 | Electric Utility
60244 | Marshall | 3 | Petroleum Liquids | 0.2 | Electric Utility
60245 | New Stuyahok | 1 | Petroleum Liquids | 0.4 | Electric Utility
60245 | New Stuyahok | 2 | Petroleum Liquids | 0.5 | Electric Utility
60245 | New Stuyahok | 3 | Petroleum Liquids | 0.5 | Electric Utility
60247 | Valley View Solar | VVS | Solar Photovoltaic | 4 | IPP Non-CHP
60248 | Skylark | CAREY | Solar Photovoltaic | 4 | IPP Non-CHP
60249 | Silicon Valley Clean Water | CGN | Other Waste Biomass | 1.2 | IPP CHP
60250 | Swampy Acres | 13 | Petroleum Liquids | 4.4 | Electric Utility
60250 | Swampy Acres | 6A | Petroleum Liquids | 2 | Electric Utility
60250 | Swampy Acres | 7A | Petroleum Liquids | 2 | Electric Utility
60251 | IMPA Huntingburg Solar Park | SHUNT | Solar Photovoltaic | 2 | Electric Utility
60252 | IMPA Washington Solar Park | SWASH | Solar Photovoltaic | 4 | Electric Utility
60255 | Weymouth Solar Plant | 1 | Solar Photovoltaic | 2 | Electric Utility
60255 | Weymouth Solar Plant | 2 | Solar Photovoltaic | 1 | Electric Utility
60256 | Bluestem | 1 | Onshore Wind Turbine | 198 | IPP Non-CHP
60257 | Stainback Solar Farm | INV1 | Solar Photovoltaic | 5 | IPP Non-CHP
60259 | Pioneer Wind Park, LLC | PWP1 | Onshore Wind Turbine | 80 | IPP Non-CHP
60260 | Brevig Mission | 1 | Petroleum Liquids | 0.2 | Electric Utility
60260 | Brevig Mission | 2 | Petroleum Liquids | 0.4 | Electric Utility
60260 | Brevig Mission | 3 | Petroleum Liquids | 0.5 | Electric Utility
60262 | Prairie Breeze II | GEN1 | Onshore Wind Turbine | 73.4 | IPP Non-CHP
60263 | Durham AWTF | GEN1 | Other Waste Biomass | 0.8 | Commercial CHP
60263 | Durham AWTF | GEN2 | Other Waste Biomass | 0.8 | Commercial CHP
60265 | Junction Road | JUNCT | Solar Photovoltaic | 4.4 | IPP Non-CHP
60266 | Cedar Branch | CEDAR | Solar Photovoltaic | 5.9 | IPP Non-CHP
60267 | Sharon Station | SHRN1 | Solar Photovoltaic | 2.7 | IPP Non-CHP
60274 | CED Westfield Solar, LLC | WFMA | Solar Photovoltaic | 2 | IPP Non-CHP
60275 | Westside Solar Power PV1 | WSPV1 | Solar Photovoltaic | 2 | IPP Non-CHP
60276 | West Groton CHP | G1 | Natural Gas Fired Combustion Turbine | 4.1 | Industrial CHP
60277 | Castor Solar | CASTR | Solar Photovoltaic | 1.5 | IPP Non-CHP
60278 | Southbridge Solar | SBRDG | Solar Photovoltaic | 1.9 | Commercial Non-CHP
60279 | Antelope Big Sky Ranch | ABSR | Solar Photovoltaic | 20 | IPP Non-CHP
60280 | Summer Solar LLC | SUMSL | Solar Photovoltaic | 20 | IPP Non-CHP
60283 | SR Mavericks | MVRKS | Solar Photovoltaic | 6.5 | IPP Non-CHP
60285 | Red Horse III | RH3 | Solar Photovoltaic | 30 | IPP Non-CHP
60297 | Clinton Battery | 1 | Batteries | 10 | IPP Non-CHP
60299 | HMV Minster Energy Storage System | MIN02 | Batteries | 7 | IPP Non-CHP
60304 | San Isabel Solar, LLC | SISPV | Solar Photovoltaic | 30 | IPP Non-CHP
60307 | Mesquite Solar 2, LLC | 1 | Solar Photovoltaic | 100 | IPP Non-CHP
60308 | Mesquite Solar 3, LLC | 1 | Solar Photovoltaic | 150 | IPP Non-CHP
60312 | Howell Midland Farm, LLC | 1 | Solar Photovoltaic | 4.9 | IPP Non-CHP
60313 | Augustus Farm, LLC | 1 | Solar Photovoltaic | 4.9 | IPP Non-CHP
60314 | Prairie Breeze III | GEN1 | Onshore Wind Turbine | 35.8 | IPP Non-CHP
60316 | Scott Solar Farm | 1 | Solar Photovoltaic | 17 | Electric Utility
60318 | Woodland Solar Farm | 1 | Solar Photovoltaic | 19 | Electric Utility
60319 | Whitehouse Solar Farm | 1 | Solar Photovoltaic | 20 | Electric Utility
60320 | Jeffco Community Solar Gardens, LLC | SSCO1 | Solar Photovoltaic | 1.2 | IPP Non-CHP
60321 | Windpark Unlimited 2 | EXIS2 | Onshore Wind Turbine | 16.1 | IPP Non-CHP
60326 | O'Brien Wind | OBWF | Onshore Wind Turbine | 61.9 | Electric Utility
60326 | O'Brien Wind | OBWF2 | Onshore Wind Turbine | 108.7 | Electric Utility
60326 | O'Brien Wind | OBWF3 | Onshore Wind Turbine | 79.7 | Electric Utility
60327 | East Amwell | AMWEL | Solar Photovoltaic | 1.8 | IPP Non-CHP
60329 | Ringer Hill Wind Farm, LLC | RINGR | Onshore Wind Turbine | 39.9 | IPP Non-CHP
60330 | Grove Solar Center, LLC | GSC1 | Solar Photovoltaic | 6 | IPP Non-CHP
60331 | Hyline Solar Center, LLC | HSC1 | Solar Photovoltaic | 9 | IPP Non-CHP
60332 | Open Range Solar Center, LLC | ORSC1 | Solar Photovoltaic | 10 | IPP Non-CHP
60333 | Railroad Solar Center, LLC | RSC1 | Solar Photovoltaic | 4.5 | IPP Non-CHP
60334 | Thunderegg Solar Center, LLC | TSC1 | Solar Photovoltaic | 10 | IPP Non-CHP
60335 | Vale Air Solar Center, LLC | VASC1 | Solar Photovoltaic | 10 | IPP Non-CHP
60338 | Electra Wind Farm | EWF | Onshore Wind Turbine | 230 | IPP Non-CHP
60339 | Horse Creek Wind Farm | HCWF | Onshore Wind Turbine | 230 | IPP Non-CHP
60341 | Wal-Mart Truth or Consequences PV | WMTOC | Solar Photovoltaic | 1 | IPP Non-CHP
60342 | Ida Grove Wind | IGWF | Onshore Wind Turbine | 61.1 | Electric Utility
60342 | Ida Grove Wind | IGWF2 | Onshore Wind Turbine | 119.6 | Electric Utility
60342 | Ida Grove Wind | IGWF3 | Onshore Wind Turbine | 92.8 | Electric Utility
60342 | Ida Grove Wind | IGWF4 | Onshore Wind Turbine | 27.6 | Electric Utility
60344 | Sudbury Solar | SUD | Solar Photovoltaic | 2 | IPP Non-CHP
60349 | Hill AFB LFG Facility, Bldg #737 | LFGG1 | Landfill Gas | 0.6 | Commercial Non-CHP
60349 | Hill AFB LFG Facility, Bldg #737 | LFGG2 | Landfill Gas | 0.7 | Commercial Non-CHP
60349 | Hill AFB LFG Facility, Bldg #737 | LFGG3 | Landfill Gas | 1 | Commercial Non-CHP
60350 | NRG Solar Las Vegas MB 2, LLC | LVMB2 | Solar Photovoltaic | 1.9 | IPP Non-CHP
60351 | Bison Solar LLC | BSPV1 | Solar Photovoltaic | 30 | IPP Non-CHP
60352 | Boulder Solar Power, LLC | BSP | Solar Photovoltaic | 100 | IPP Non-CHP
60353 | Cecil County CCVT HS | CCVT | Solar Photovoltaic | 2 | IPP Non-CHP
60354 | Brady II Wind Energy Center | BWEC2 | Onshore Wind Turbine | 150 | IPP Non-CHP
60355 | Brady Wind Energy Center | BWEC1 | Onshore Wind Turbine | 150 | IPP Non-CHP
60361 | Wortham Solar Farm | INV1 | Solar Photovoltaic | 5 | IPP Non-CHP
60363 | White Farm Solar, LLC | WFSPV | Solar Photovoltaic | 5.2 | IPP Non-CHP
60365 | Vulcraft Solar | VULC | Solar Photovoltaic | 1.6 | IPP Non-CHP
60367 | Snow Camp Solar, LLC | SCSPV | Solar Photovoltaic | 5.2 | IPP Non-CHP
60369 | Battleboro Farm | BFPV | Solar Photovoltaic | 5.2 | IPP Non-CHP
60370 | Flint Hill Solar, LLC | FHSPV | Solar Photovoltaic | 5.2 | IPP Non-CHP
60371 | Legoland Solar | 1 | Solar Photovoltaic | 1.5 | Electric Utility
60375 | ILR Landfill | ILR1 | Solar Photovoltaic | 7.7 | IPP Non-CHP
60378 | NHA at Mansfield NJ | PV1 | Solar Photovoltaic | 5 | IPP Non-CHP
60381 | Sulphur Springs | SSSP | Solar Photovoltaic | 20 | IPP Non-CHP
60384 | Hertford Solar Farm | HERT | Solar Photovoltaic | 5 | IPP Non-CHP
60385 | Santa Rita Jail Fuel Cell | MB-18 | Other Natural Gas | 1.4 | IPP CHP
60386 | RE Garland A | PV1 | Solar Photovoltaic | 20 | IPP Non-CHP
60388 | Granger Energy of Morgantown | GEMT | Landfill Gas | 1.6 | IPP Non-CHP
60389 | RE Barren Ridge 1 | REBR1 | Solar Photovoltaic | 60 | IPP Non-CHP
60390 | Beech Ridge Energy Storage | BRES | Batteries | 31.5 | IPP Non-CHP
60391 | SJA Solar LLC-Solterra Monastery | SJAPV | Solar Photovoltaic | 20.1 | IPP Non-CHP
60392 | Pfizer Groton Fuel Cell | MM-24 | Other Natural Gas | 2.8 | IPP CHP
60392 | Pfizer Groton Fuel Cell | MM-25 | Other Natural Gas | 2.8 | IPP CHP
60395 | MC1 Solar | MC1PV | Solar Photovoltaic | 5 | IPP Non-CHP
60398 | Innovative Solar 65 | FLS1 | Solar Photovoltaic | 4.9 | IPP Non-CHP
60399 | Lincoln Solar, LLC (NC) | FLS1 | Solar Photovoltaic | 4.9 | IPP Non-CHP
60400 | Exum Farm Solar, LLC | FLS1 | Solar Photovoltaic | 4.9 | IPP Non-CHP
60401 | Bizzell Church Solar 1, LLC | BCSPV | Solar Photovoltaic | 5.2 | IPP Non-CHP
60402 | CB Bladen Solar, LLC | CBPV | Solar Photovoltaic | 5.2 | IPP Non-CHP
60403 | Currin Solar, LLC | CSPV | Solar Photovoltaic | 5.2 | IPP Non-CHP
60404 | Pisgah Mountain Wind | PISGA | Onshore Wind Turbine | 9.1 | IPP Non-CHP
60405 | Chaves Solar, LLC | CSPV | Solar Photovoltaic | 70 | IPP Non-CHP
60406 | Roswell Solar, LLC | RSPV | Solar Photovoltaic | 70 | IPP Non-CHP
60408 | Nash 97 Solar, LLC | 97PV | Solar Photovoltaic | 5.2 | IPP Non-CHP
60409 | South Winston Farm, LLC | SWFPV | Solar Photovoltaic | 5.2 | IPP Non-CHP
60410 | Sullivan Solar, LLC | SULPV | Solar Photovoltaic | 5.2 | IPP Non-CHP
60411 | Coventry Photovoltaic, LLC | COVEN | Solar Photovoltaic | 2.2 | IPP Non-CHP
60412 | Munro Valley Solar | MUN | Solar Photovoltaic | 4 | IPP Non-CHP
60413 | Bonnybrooke PV | AZPV1 | Solar Photovoltaic | 50 | IPP Non-CHP
60415 | Hardison Farm Solar, LLC | HFSPV | Solar Photovoltaic | 5.2 | IPP Non-CHP
60416 | Maxton Solar, LLC | MSPV | Solar Photovoltaic | 4.9 | IPP Non-CHP
60417 | Modlin Solar Farm | MSFPV | Solar Photovoltaic | 4.9 | IPP Non-CHP
60419 | Don A Campbell 2 Geothermal | DAC2G | Geothermal | 25 | IPP Non-CHP
60421 | Veyo Heat Recovery Project | WHR1 | All Other | 9.5 | Electric Utility
60422 | Morgan's Corner | 1 | Solar Photovoltaic | 20 | Electric Utility
60425 | Skidmore College | SO049 | Solar Photovoltaic | 2 | IPP Non-CHP
60426 | RCWD PV Project | RCWD | Solar Photovoltaic | 5 | IPP Non-CHP
60427 | CoServ Solar Station | CSS1 | Solar Photovoltaic | 2 | IPP Non-CHP
60431 | Tompkins Cortland Community College | TC3 | Solar Photovoltaic | 2 | IPP Non-CHP
60432 | Three Peaks Power | TPP | Solar Photovoltaic | 80 | IPP Non-CHP
60437 | Bernards Solar | BERNS | Solar Photovoltaic | 3.7 | IPP Non-CHP
60438 | Whitakers Farm (Fisher Rd) | 1 | Solar Photovoltaic | 3.4 | IPP Non-CHP
60441 | Salem Smart Power Center | SSPC | Batteries | 5 | Electric Utility
60442 | Carver MA 1 | CMA1 | Solar Photovoltaic | 2 | IPP Non-CHP
60443 | Wareham MA 1 | WMA1 | Solar Photovoltaic | 2 | IPP Non-CHP
60444 | Glacier Battery Storage | GLA | Batteries | 2 | Electric Utility
60445 | ID Solar | INV1 | Solar Photovoltaic | 40 | IPP Non-CHP
60446 | E&B Resources | PVEB | Solar Photovoltaic | 1 | IPP Non-CHP
60447 | Presbyterian Senior Living Service | PSLS | Solar Photovoltaic | 1.2 | IPP Non-CHP
60448 | Valdosta | VALD | Solar Photovoltaic | 1 | IPP Non-CHP
60449 | Pavant Solar II LLC | PSII | Solar Photovoltaic | 50 | IPP Non-CHP
60450 | Corcoran | PVCR | Solar Photovoltaic | 1.1 | IPP Non-CHP
60451 | Brookside | PVBR | Solar Photovoltaic | 1 | IPP Non-CHP
60452 | Calverton | CALV | Solar Photovoltaic | 3.9 | IPP Non-CHP
60453 | Cummins, Inc | CUMM | Solar Photovoltaic | 2 | IPP Non-CHP
60454 | Houghton | HOUGH | Solar Photovoltaic | 2.6 | IPP Non-CHP
60455 | Oneida - South | ONS | Solar Photovoltaic | 1.9 | IPP Non-CHP
60456 | Oneida - West | ONW | Solar Photovoltaic | 1.9 | IPP Non-CHP
60457 | Athens Energy | 1 | Wood/Wood Waste Biomass | 8.5 | IPP Non-CHP
60458 | Hardwick-Athol & Eagle Hill | HAEH | Solar Photovoltaic | 2.8 | IPP Non-CHP
60461 | The Clorox Company | PV1 | Solar Photovoltaic | 1.6 | IPP Non-CHP
60465 | Chesapeake College | PV1 | Solar Photovoltaic | 1.5 | IPP Non-CHP
60469 | Solar Glynn | INV1 | Solar Photovoltaic | 18 | IPP Non-CHP
60470 | Paulding Wind Farm III | 1 | Onshore Wind Turbine | 100.8 | IPP Non-CHP
60472 | CPS 1 | CPS1 | Solar Photovoltaic | 1 | IPP Non-CHP
60473 | Westport MA 1 | WPMA1 | Solar Photovoltaic | 1.3 | IPP Non-CHP
60476 | Westport MA 2 | WPMA2 | Solar Photovoltaic | 1.2 | IPP Non-CHP
60477 | Bethlehem - East | BE | Solar Photovoltaic | 1.7 | IPP Non-CHP
60478 | Bethlehem - West | BW | Solar Photovoltaic | 1 | IPP Non-CHP
60480 | Germantown Solar, LLC | PV1 | Solar Photovoltaic | 2.1 | IPP Non-CHP
60484 | Williamston West Farm, LLC | 1 | Solar Photovoltaic | 4.9 | IPP Non-CHP
60485 | Longboat Solar, LLC | PV1 | Solar Photovoltaic | 20 | IPP Non-CHP
60486 | Greenfield Wind - MT | 1 | Onshore Wind Turbine | 25 | IPP Non-CHP
60487 | River Road Solar, LLC | PV1 | Solar Photovoltaic | 5 | IPP Non-CHP
60489 | Hamilton Solar-Crosswicks | PV1 | Solar Photovoltaic | 3.5 | IPP Non-CHP
60489 | Hamilton Solar-Crosswicks | PV2 | Solar Photovoltaic | 4 | IPP Non-CHP
60492 | Rail Trail | PV1 | Solar Photovoltaic | 2 | IPP Non-CHP
60493 | Rising Paper | 1 | Solar Photovoltaic | 2.5 | IPP Non-CHP
60494 | Hampden | 1 | Solar Photovoltaic | 3.2 | IPP Non-CHP
60495 | Little Bay | 1 | Solar Photovoltaic | 1.3 | IPP Non-CHP
60496 | MEBA | 1 | Solar Photovoltaic | 1.5 | IPP Non-CHP
60497 | SR Skylark B | SKY B | Solar Photovoltaic | 2 | IPP Non-CHP
60498 | Shirley Water | 1 | Solar Photovoltaic | 2 | IPP Non-CHP
60499 | Jefferson Avenue | 1 | Solar Photovoltaic | 1.7 | Commercial Non-CHP
60500 | Westside Avenue | 1 | Solar Photovoltaic | 1 | Commercial Non-CHP
60501 | Hartz Way | 1 | Solar Photovoltaic | 1 | Commercial Non-CHP
60502 | Tyler Bluff Wind Project, LLC | GEN1 | Onshore Wind Turbine | 125.6 | IPP Non-CHP
60506 | ETT Presidio NaS Battery | BOB | Batteries | 4 | IPP Non-CHP
60509 | Valley Center | PV1 | Solar Photovoltaic | 3 | IPP Non-CHP
60511 | Clear Spring Ranch PV Project | PV1 | Solar Photovoltaic | 10 | IPP Non-CHP
60514 | Seminole | PV1 | Solar Photovoltaic | 1.6 | IPP Non-CHP
60516 | Granger | PV1 | Solar Photovoltaic | 3 | IPP Non-CHP
60518 | Stafford Hill Solar | BA1 | Batteries | 2 | Electric Utility
60518 | Stafford Hill Solar | PV1 | Solar Photovoltaic | 2 | Electric Utility
60519 | Albany Solar | PV1 | Solar Photovoltaic | 10 | IPP Non-CHP
60520 | Annandale Solar | PV1 | Solar Photovoltaic | 6 | IPP Non-CHP
60521 | Atwater Solar | PV1 | Solar Photovoltaic | 4 | IPP Non-CHP
60522 | Chisago Solar | PV1 | Solar Photovoltaic | 6.5 | IPP Non-CHP
60523 | Dodge Center Solar | PV1 | Solar Photovoltaic | 6.5 | IPP Non-CHP
60524 | Eastwood Solar | PV1 | Solar Photovoltaic | 5.5 | IPP Non-CHP
60525 | Hastings Solar | PV1 | Solar Photovoltaic | 4.5 | IPP Non-CHP
60526 | Lake Emily Solar | PV1 | Solar Photovoltaic | 4.5 | IPP Non-CHP
60527 | Lake Pulaski Solar | PV1 | Solar Photovoltaic | 7.5 | IPP Non-CHP
60528 | Lawrence Creek Solar | PV1 | Solar Photovoltaic | 3.5 | IPP Non-CHP
60529 | Montrose Solar | PV1 | Solar Photovoltaic | 3.5 | IPP Non-CHP
60530 | Paynesville Solar | PV1 | Solar Photovoltaic | 10 | IPP Non-CHP
60531 | Pine Island Solar | PV1 | Solar Photovoltaic | 4 | IPP Non-CHP
60532 | Waseca Solar | PV1 | Solar Photovoltaic | 10 | IPP Non-CHP
60533 | West Faribault Solar | PV1 | Solar Photovoltaic | 5.5 | IPP Non-CHP
60534 | West Waconia Solar | PV1 | Solar Photovoltaic | 8.5 | IPP Non-CHP
60535 | Saluda Solar, LLC | PV1 | Solar Photovoltaic | 6.8 | IPP Non-CHP
60536 | UA Central Utility Plant | TRBN1 | Natural Gas Fired Combustion Turbine | 5.6 | Commercial CHP
60537 | Limerick Road Solar Farm | 8027 | Solar Photovoltaic | 2.2 | IPP Non-CHP
60538 | Langdon Solar Farm, LLC | 1 | Solar Photovoltaic | 5 | IPP Non-CHP
60541 | Wind GEM | WT1 | Onshore Wind Turbine | 1.9 | IPP Non-CHP
60542 | 158th Fighter Wing Solar Farm | 900 | Solar Photovoltaic | 1.5 | IPP Non-CHP
60544 | Tri-County Solar Facility | PV1 | Solar Photovoltaic | 1 | Electric Utility
60545 | Grant Plains Wind, LLC | WT | Onshore Wind Turbine | 147.2 | IPP Non-CHP
60547 | GMP Solar - Richmond | PV1 | Solar Photovoltaic | 1.9 | Electric Utility
60548 | NorWest Energy 2, LLC | PV1 | Solar Photovoltaic | 9.9 | IPP Non-CHP
60549 | ZV Solar 3, LLC | ZV3 | Solar Photovoltaic | 5 | IPP Non-CHP
60553 | Southerland Farm Solar | 1 | Solar Photovoltaic | 5 | IPP Non-CHP
60554 | Hazlehurst II | STHLV | Solar Photovoltaic | 52.5 | IPP Non-CHP
60555 | Selmer I | SELMI | Solar Photovoltaic | 16 | IPP Non-CHP
60556 | Selmer II | SELM2 | Solar Photovoltaic | 8 | IPP Non-CHP
60561 | Cedartown Battery Energy Storage Project | 1 | Batteries | 1 | Electric Utility
60562 | GMP Solar - Panton | GMPSP | Solar Photovoltaic | 4.9 | Electric Utility
60563 | Flywheel Energy Storage System | FESS | Flywheels | 2 | Electric Utility
60565 | Borrego Springs Energy Storage | SES1 | Batteries | 0.5 | Electric Utility
60565 | Borrego Springs Energy Storage | SES2 | Batteries | 1 | Electric Utility
60566 | Pala Energy Storage Yard | SES1 | Batteries | 0.5 | Electric Utility
60566 | Pala Energy Storage Yard | SES2 | Batteries | 1 | Electric Utility
60567 | Ortega Highway Energy Storage | SES1 | Batteries | 1 | Electric Utility
60567 | Ortega Highway Energy Storage | SES2 | Batteries | 1 | Electric Utility
60568 | Canyon Crest Academy | SES | Batteries | 1 | Electric Utility
60571 | North City Cogeneration Facility | NCEP | Landfill Gas | 1.6 | Commercial Non-CHP
60573 | HQC Rock River Solar Power Gen Station | PV1 | Solar Photovoltaic | 2.1 | IPP Non-CHP
60574 | Great Western Wind Energy, LLC | GEN1 | Onshore Wind Turbine | 225 | IPP Non-CHP
60575 | Wadesboro Farm 2 | 1 | Solar Photovoltaic | 5 | IPP Non-CHP
60576 | Wadesboro Farm 3 | 1 | Solar Photovoltaic | 5 | IPP Non-CHP
60578 | Kojak Farm | 1 | Solar Photovoltaic | 5 | IPP Non-CHP
60579 | Meriwether Farm | 1 | Solar Photovoltaic | 5 | IPP Non-CHP
60580 | Soluga Farms III | 1 | Solar Photovoltaic | 5 | IPP Non-CHP
60585 | Mount Vernon Solar | MV01 | Solar Photovoltaic | 1 | Electric Utility
60586 | Pleasant Valley Solar | PV01 | Solar Photovoltaic | 2.5 | Electric Utility
60587 | Kelly Creek Wind Project | WND1 | Onshore Wind Turbine | 184 | IPP Non-CHP
60590 | Golden Fields Solar I, LLC | RS1 | Solar Photovoltaic | 54 | IPP Non-CHP
60591 | Solar Star California, XLI, LLC | RS1 | Solar Photovoltaic | 54 | IPP Non-CHP
60592 | Rush Springs Wind | WT1 | Onshore Wind Turbine | 249.9 | IPP Non-CHP
60593 | UI RCP Woodbridge FC | WBFC | Other Natural Gas | 2.8 | Electric Utility
60597 | Wayne Solar III LLC | WYN3 | Solar Photovoltaic | 5 | IPP Non-CHP
60598 | Wayne Solar II LLC | WYN2 | Solar Photovoltaic | 5 | IPP Non-CHP
60599 | Duplin Solar I LLC (160 Houston Lane) | DPLN | Solar Photovoltaic | 5 | IPP Non-CHP
60600 | Old Pageland Monroe Road Solar Farm | PV1 | Solar Photovoltaic | 5.3 | IPP Non-CHP
60602 | Wayne Solar I LLC | WYN1 | Solar Photovoltaic | 5 | IPP Non-CHP
60604 | Wye Mills VNEM | PV1 | Solar Photovoltaic | 10 | IPP Non-CHP
60609 | CMEEC - Norwich Stott St Solar | BA1 | Batteries | 0.8 | IPP Non-CHP
60609 | CMEEC - Norwich Stott St Solar | PV1 | Solar Photovoltaic | 3.5 | IPP Non-CHP
60611 | Summit Farms Solar | PV1 | Solar Photovoltaic | 60 | IPP Non-CHP
60612 | Morin Solar 2013 LLC | MORIN | Solar Photovoltaic | 4 | IPP Non-CHP
60613 | Brookfield Solar 2013 LLC | NBKFD | Solar Photovoltaic | 2 | IPP Non-CHP
60614 | WYM 1250 Palmer LLC | PALMR | Solar Photovoltaic | 1 | IPP Non-CHP
60615 | Southern Sky Renew Energy Berkley LLC | BRKLY | Solar Photovoltaic | 3 | IPP Non-CHP
60616 | BC Solar | BCSLR | Solar Photovoltaic | 8 | IPP Non-CHP
60617 | AEP Churubusco NaS | 1 | Batteries | 2 | Electric Utility
60618 | AEP Bluffton NaS | 1 | Batteries | 2 | Electric Utility
60620 | Ninnescah Wind Energy, LLC | NSW | Onshore Wind Turbine | 208.3 | IPP Non-CHP
60629 | Perkins Solar, LLC | PV1 | Solar Photovoltaic | 2 | IPP Non-CHP
60631 | Empire Solar | PV1 | Solar Photovoltaic | 7 | IPP Non-CHP
60632 | Blue Lake Solar | PV1 | Solar Photovoltaic | 3.9 | IPP Non-CHP
60633 | Gainey Solar, LLC | PV1 | Solar Photovoltaic | 2 | IPP Non-CHP
60635 | Creech Solar 2, LLC | PV1 | Solar Photovoltaic | 6.8 | IPP Non-CHP
60636 | Bunn Level Farm, LLC | 1 | Solar Photovoltaic | 5 | IPP Non-CHP
60639 | Kingman Wind | KMW1 | Onshore Wind Turbine | 107.4 | IPP Non-CHP
60639 | Kingman Wind | KMW2 | Onshore Wind Turbine | 107.4 | IPP Non-CHP
60644 | West Brookfield Solar, LLC | WBRK | Solar Photovoltaic | 1.4 | IPP Non-CHP
60645 | Javelina Wind Energy II, LLC | WJ21 | Onshore Wind Turbine | 200 | IPP Non-CHP
60651 | North Nash Farm, LLC | 1 | Solar Photovoltaic | 5 | IPP Non-CHP
60652 | Dickinson Solar Array | PV1 | Solar Photovoltaic | 2.3 | Electric Utility
60653 | Belchertown | PV1 | Solar Photovoltaic | 1 | IPP Non-CHP
60656 | McHenry Battery Storage | MCH1 | Batteries | 19.8 | IPP Non-CHP
60657 | Salt Fork Wind Project, LLC | GEN1 | Onshore Wind Turbine | 174 | IPP Non-CHP
60660 | Willey Battery Utility | WBU | Batteries | 6 | IPP Non-CHP
60661 | Mira Loma Energy Storage Facility | 013A | Batteries | 10 | Electric Utility
60661 | Mira Loma Energy Storage Facility | 013B | Batteries | 10 | Electric Utility
60662 | Archdiocese of Baltimore J | PV1 | Solar Photovoltaic | 2 | IPP Non-CHP
60663 | Archdiocese of Baltimore L | PV1 | Solar Photovoltaic | 2 | IPP Non-CHP
60664 | Baltimore City B | PV1 | Solar Photovoltaic | 2 | IPP Non-CHP
60665 | Baltimore City D | PV1 | Solar Photovoltaic | 2 | IPP Non-CHP
60666 | Baltimore City F | PV1 | Solar Photovoltaic | 2 | IPP Non-CHP
60667 | Baltimore City G | PV1 | Solar Photovoltaic | 2 | IPP Non-CHP
60668 | City of Havre De Grace C | PV1 | Solar Photovoltaic | 2 | IPP Non-CHP
60669 | Sod Run WTP A | PV1 | Solar Photovoltaic | 2 | IPP Non-CHP
60672 | Osborn Wind Energy | GEN1 | Onshore Wind Turbine | 200.9 | IPP Non-CHP
60675 | Turner Energy Storage Project | TES | Batteries | 1.2 | Electric Utility
60677 | Tannery Road Landfill | TRSP | Solar Photovoltaic | 2 | Commercial Non-CHP
60684 | Amphitheater High School Solar | AHS1 | Solar Photovoltaic | 1 | IPP Non-CHP
60685 | Canyon Del Oro High School Solar | CDO1 | Solar Photovoltaic | 1 | IPP Non-CHP
60685 | Canyon Del Oro High School Solar | CDO2 | Solar Photovoltaic | 0.1 | IPP Non-CHP
60685 | Canyon Del Oro High School Solar | CDO3 | Solar Photovoltaic | 0.2 | IPP Non-CHP
60685 | Canyon Del Oro High School Solar | CDO4 | Solar Photovoltaic | 0.2 | IPP Non-CHP
60686 | Pierre Solar | PIERS | Solar Photovoltaic | 1 | IPP Non-CHP
60687 | Cimarron Bend Wind Project I, LLC | 1 | Onshore Wind Turbine | 200 | IPP Non-CHP
60695 | BentonSun, LLC | MLC17 | Solar Photovoltaic | 1 | IPP Non-CHP
60695 | BentonSun, LLC | MLC18 | Solar Photovoltaic | 1 | IPP Non-CHP
60695 | BentonSun, LLC | MLC19 | Solar Photovoltaic | 1 | IPP Non-CHP
60695 | BentonSun, LLC | MLC20 | Solar Photovoltaic | 1 | IPP Non-CHP
60695 | BentonSun, LLC | MLC21 | Solar Photovoltaic | 1 | IPP Non-CHP
60696 | Four Peaks Camino Real | 1 | Landfill Gas | 3.4 | IPP Non-CHP
60700 | Wind Colebrook South | WCS | Onshore Wind Turbine | 5 | IPP Non-CHP
60702 | Rincon Solar I | PV1 | Solar Photovoltaic | 18.4 | IPP Non-CHP
60703 | Green City Recovery, LLC | 1 | Landfill Gas | 1 | IPP Non-CHP
60704 | Trenton Solar Farm (MO) | TSF1 | Solar Photovoltaic | 2.8 | IPP Non-CHP
60705 | Rolla Solar Farm (MO) | RSF1 | Solar Photovoltaic | 2.8 | IPP Non-CHP
60706 | Waynesville Solar Farm (MO) | WSF1 | Solar Photovoltaic | 2.8 | IPP Non-CHP
60707 | Marshall Solar Farm (MO) | MMSF1 | Solar Photovoltaic | 2.8 | IPP Non-CHP
60708 | Havre de Grace II - E at Perryman | PV1 | Solar Photovoltaic | 1.4 | IPP Non-CHP
60709 | IFF Hazlet Ground | PV1 | Solar Photovoltaic | 3 | IPP Non-CHP
60710 | Stone Hill Solar | PV1 | Solar Photovoltaic | 2 | IPP Non-CHP
60711 | Chisago Community Solar | CCS1 | Solar Photovoltaic | 1 | IPP Non-CHP
60711 | Chisago Community Solar | CCS2 | Solar Photovoltaic | 1 | IPP Non-CHP
60711 | Chisago Community Solar | CCS3 | Solar Photovoltaic | 1 | IPP Non-CHP
60711 | Chisago Community Solar | CCS4 | Solar Photovoltaic | 1 | IPP Non-CHP
60713 | Sunrise Community Solar | SCS1 | Solar Photovoltaic | 1 | IPP Non-CHP
60713 | Sunrise Community Solar | SCS2 | Solar Photovoltaic | 1 | IPP Non-CHP
60713 | Sunrise Community Solar | SCS3 | Solar Photovoltaic | 1 | IPP Non-CHP
60713 | Sunrise Community Solar | SCS4 | Solar Photovoltaic | 1 | IPP Non-CHP
60713 | Sunrise Community Solar | SCS5 | Solar Photovoltaic | 1 | IPP Non-CHP
60714 | Rosemount Community Solar | RCS1 | Solar Photovoltaic | 1 | IPP Non-CHP
60714 | Rosemount Community Solar | RCS2 | Solar Photovoltaic | 1 | IPP Non-CHP
60714 | Rosemount Community Solar | RCS3 | Solar Photovoltaic | 1 | IPP Non-CHP
60714 | Rosemount Community Solar | RCS4 | Solar Photovoltaic | 1 | IPP Non-CHP
60714 | Rosemount Community Solar | RCS5 | Solar Photovoltaic | 1 | IPP Non-CHP
60715 | Paynesville Community Solar | PCS1 | Solar Photovoltaic | 1 | IPP Non-CHP
60715 | Paynesville Community Solar | PCS2 | Solar Photovoltaic | 1 | IPP Non-CHP
60715 | Paynesville Community Solar | PCS3 | Solar Photovoltaic | 1 | IPP Non-CHP
60715 | Paynesville Community Solar | PCS4 | Solar Photovoltaic | 1 | IPP Non-CHP
60717 | Northfield Community Solar | NCS1 | Solar Photovoltaic | 1 | IPP Non-CHP
60717 | Northfield Community Solar | NCS2 | Solar Photovoltaic | 1 | IPP Non-CHP
60717 | Northfield Community Solar | NCS3 | Solar Photovoltaic | 1 | IPP Non-CHP
60717 | Northfield Community Solar | NCS4 | Solar Photovoltaic | 1 | IPP Non-CHP
60717 | Northfield Community Solar | NCS5 | Solar Photovoltaic | 1 | IPP Non-CHP
60721 | Green Cow Power | ENG1 | Other Waste Biomass | 1 | Industrial Non-CHP
60721 | Green Cow Power | ENG2 | Other Waste Biomass | 1 | Industrial Non-CHP
60721 | Green Cow Power | ENG3 | Other Waste Biomass | 1 | Industrial Non-CHP
60727 | East Orange Solar | PV1 | Solar Photovoltaic | 4.5 | IPP Non-CHP
60728 | Howell Solar | PV1 | Solar Photovoltaic | 7 | IPP Non-CHP
60729 | Raritan Solar | PV1 | Solar Photovoltaic | 7.5 | IPP Non-CHP
60730 | Bridgewater Solar | PV1 | Solar Photovoltaic | 1.3 | IPP Non-CHP
60730 | Bridgewater Solar | PV2 | Solar Photovoltaic | 1 | IPP Non-CHP
60731 | Holliston Solar | PV1 | Solar Photovoltaic | 1 | IPP Non-CHP
60732 | Frankford Solar | PV1 | Solar Photovoltaic | 8.2 | IPP Non-CHP
60733 | Brickyard Solar | PV1 | Solar Photovoltaic | 1.5 | IPP Non-CHP
60734 | Bordentown Solar | PV1 | Solar Photovoltaic | 6.8 | IPP Non-CHP
60735 | Longview Solar | PV1 | Solar Photovoltaic | 13.6 | IPP Non-CHP
60736 | Wilmington Solar | PV1 | Solar Photovoltaic | 2 | IPP Non-CHP
60737 | Church Hill | PV1 | Solar Photovoltaic | 6 | IPP Non-CHP
60738 | Fall River Solar | PV1 | Solar Photovoltaic | 2 | IPP Non-CHP
60739 | DSM Solar | PV1 | Solar Photovoltaic | 4.5 | IPP Non-CHP
60740 | Pittsgrove Solar | PV1 | Solar Photovoltaic | 2 | IPP Non-CHP
60741 | Old Midville Solar | OMD | Solar Photovoltaic | 19.7 | IPP Non-CHP
60742 | Argonne National Laboratory CHP | CHP | Natural Gas Fired Combustion Turbine | 6.3 | IPP CHP
60744 | SEPV Imperial Dixieland West | SESI2 | Solar Photovoltaic | 3 | IPP Non-CHP
60745 | SEPV Imperial Dixieland East | SESI1 | Solar Photovoltaic | 2 | IPP Non-CHP
60746 | Silvi Gibraltar Rock | 08502 | Solar Photovoltaic | 2.5 | IPP Non-CHP
60747 | Seabrook Village | 07724 | Solar Photovoltaic | 3.1 | IPP Non-CHP
60752 | Gloucester Community College Solar | PV1 | Solar Photovoltaic | 2.3 | IPP Non-CHP
60756 | Meadow Solar | PV1 | Solar Photovoltaic | 3 | IPP Non-CHP
60759 | Freeze Solar | PV1 | Solar Photovoltaic | 1.5 | IPP Non-CHP
60760 | Millikan BESS | PE101 | Batteries | 2 | IPP Non-CHP
60761 | Roper Farm, LLC | 1 | Solar Photovoltaic | 5 | IPP Non-CHP
60762 | Pfizer Peapack Solar | 07934 | Solar Photovoltaic | 6.2 | IPP Non-CHP
60763 | Holland Solar | PV1 | Solar Photovoltaic | 3 | IPP Non-CHP
60764 | Victory Solar LLC | PV1 | Solar Photovoltaic | 12.8 | IPP Non-CHP
60765 | L'Oreal Franklin | PV1 | Solar Photovoltaic | 1 | IPP Non-CHP
60766 | L'Oreal Monmouth | PV1 | Solar Photovoltaic | 2 | IPP Non-CHP
60768 | PB2 - Gila River | CTG3 | Natural Gas Fired Combined Cycle | 174 | IPP Non-CHP
60768 | PB2 - Gila River | CTG4 | Natural Gas Fired Combined Cycle | 174 | IPP Non-CHP
60768 | PB2 - Gila River | ST10 | Natural Gas Fired Combined Cycle | 271 | IPP Non-CHP
60769 | Lower Cape May HS | PV1 | Solar Photovoltaic | 1.5 | IPP Non-CHP
60771 | Timber Creek HS | PV1 | Solar Photovoltaic | 1.3 | IPP Non-CHP
60772 | Adams Ave MS and HS | PVHS | Solar Photovoltaic | 1.8 | IPP Non-CHP
60772 | Adams Ave MS and HS | PVMS | Solar Photovoltaic | 1.3 | IPP Non-CHP
60776 | Community Foodbank of NJ | FDBNK | Solar Photovoltaic | 1.1 | IPP Non-CHP
60778 | Hew Fulton Farm, LLC | 1 | Solar Photovoltaic | 5 | IPP Non-CHP
60779 | McGoogan Farm, LLC | 1 | Solar Photovoltaic | 5 | IPP Non-CHP
60781 | Royal Wine Corp Solar Power Plant | PV1 | Solar Photovoltaic | 1 | Industrial Non-CHP
60782 | Barnhill Road Solar, LLC | 1 | Solar Photovoltaic | 3.1 | IPP Non-CHP
60783 | Leggett Solar, LLC | 1 | Solar Photovoltaic | 5 | IPP Non-CHP
60787 | Williamston Speight Solar, LLC | SPGHT | Solar Photovoltaic | 15 | IPP Non-CHP
60792 | CC Landfill Energy, LLC | GT1 | Landfill Gas | 6 | IPP Non-CHP
60792 | CC Landfill Energy, LLC | GT2 | Landfill Gas | 6 | IPP Non-CHP
60795 | Eichtens Solar | SO228 | Solar Photovoltaic | 3.9 | IPP Non-CHP
60796 | Red Wing Solar | SO234 | Solar Photovoltaic | 4.9 | IPP Non-CHP
60797 | Lake Forest Hospital | GEN1 | Natural Gas Internal Combustion Engine | 3.2 | IPP Non-CHP
60798 | South Atlantic Services Solar Farm I | PV1 | Solar Photovoltaic | 1.6 | IPP Non-CHP
60800 | Catawba Solar LLC | PV1 | Solar Photovoltaic | 2 | IPP Non-CHP
60802 | ACCC Mays Landing | PV1 | Solar Photovoltaic | 1.4 | IPP Non-CHP
60803 | Deutsche Bank- Piscataway Solar | DBPIS | Solar Photovoltaic | 1 | IPP Non-CHP
60804 | Gemini Technologies Services, Inc. Solar | DBGAT | Solar Photovoltaic | 1.3 | IPP Non-CHP
60805 | Beaver Run | BRUN1 | Solar Photovoltaic | 7.4 | IPP Non-CHP
60806 | North Bergen Solar | PV1 | Solar Photovoltaic | 1.6 | IPP Non-CHP
60808 | US Foods Solar | USFDS | Solar Photovoltaic | 6 | IPP Non-CHP
60809 | Summit Water Nexus Mt. Holly, LLC Solar | MHWWT | Solar Photovoltaic | 1 | IPP Non-CHP
60810 | Sabert Solar | SABER | Solar Photovoltaic | 1.8 | IPP Non-CHP
60811 | AES ADA Energy Storage Array | ADA | Batteries | 2 | IPP Non-CHP
60823 | South Sioux City Solar | PV1 | Solar Photovoltaic | 2.3 | IPP Non-CHP
60824 | Valley Sanitary District WTP Solar | PV1 | Solar Photovoltaic | 1 | IPP Non-CHP
60839 | Goya Foods, Inc- Jersey City Solar | PV1 | Solar Photovoltaic | 2.5 | IPP Non-CHP
60840 | Goya Foods, Inc- Secaucus Solar | PV1 | Solar Photovoltaic | 1.6 | IPP Non-CHP
60841 | Prudential 55 Livingston Roseland Solar | PV1 | Solar Photovoltaic | 1.2 | IPP Non-CHP
60842 | Prudential 80 Livingston Roseland Solar | PV1 | Solar Photovoltaic | 1.7 | IPP Non-CHP
60843 | River Terminal Development Solar | RTD1 | Solar Photovoltaic | 0.5 | Commercial Non-CHP
60843 | River Terminal Development Solar | RTD2 | Solar Photovoltaic | 0.6 | Commercial Non-CHP
60843 | River Terminal Development Solar | RTD3 | Solar Photovoltaic | 0.2 | Commercial Non-CHP
60843 | River Terminal Development Solar | RTD4 | Solar Photovoltaic | 1 | Commercial Non-CHP
60843 | River Terminal Development Solar | RTD5 | Solar Photovoltaic | 0.4 | Commercial Non-CHP
60848 | Temple Solar Arrays | 51599 | Solar Photovoltaic | 2.2 | IPP Non-CHP
60849 | Emmitsburg Solar Arrays | 87353 | Solar Photovoltaic | 1.7 | IPP Non-CHP
60851 | Curtis Hill Solar | PV1 | Solar Photovoltaic | 2 | IPP Non-CHP
60852 | Depot Hill Solar | PV1 | Solar Photovoltaic | 2 | IPP Non-CHP
60853 | SR Houston | HOUST | Solar Photovoltaic | 3.1 | IPP Non-CHP
60855 | Iron Horse Solar I CSG | DOW | Solar Photovoltaic | 2.9 | IPP Non-CHP
60857 | NES Rutgers Solar | LKWD1 | Solar Photovoltaic | 1 | Industrial Non-CHP
60858 | 126 Grove Solar LLC | PV1 | Solar Photovoltaic | 2 | IPP Non-CHP
60860 | VEC Alburgh Array | PV1 | Solar Photovoltaic | 1 | IPP Non-CHP
60864 | Kokomo Solar 1, LLC | PV1 | Solar Photovoltaic | 5.4 | IPP Non-CHP
60865 | Equity Industrial Turbines | WT1 | Onshore Wind Turbine | 4 | IPP Non-CHP
60867 | Kearsarge Southwick LLC | SOU | Solar Photovoltaic | 3.3 | IPP Non-CHP
60869 | Solar Star California, XLIV, LLC | PB1 | Solar Photovoltaic | 9.5 | IPP Non-CHP
60874 | GMP Solar - Hartford | GMPSH | Solar Photovoltaic | 5 | Electric Utility
60875 | GMP Solar - Williston | GMPSW | Solar Photovoltaic | 4.7 | Electric Utility
60876 | Eastern Iowa Solar | EIS1 | Solar Photovoltaic | 1.8 | Electric Utility
60877 | GMP Solar - Williamstown | GMPSN | Solar Photovoltaic | 5 | Electric Utility
60878 | Sutton Solar | 54508 | Solar Photovoltaic | 1.9 | IPP Non-CHP
60879 | Nexamp Peak | 02731 | Solar Photovoltaic | 2 | IPP Non-CHP
60880 | Stafford MS Ground Mount | MS1 | Solar Photovoltaic | 1 | IPP Non-CHP
60880 | Stafford MS Ground Mount | MS2 | Solar Photovoltaic | 1 | IPP Non-CHP
60881 | Bernhardt Furniture Solar Farm | BERN4 | Solar Photovoltaic | 1.1 | IPP Non-CHP
60886 | Pavant Solar III | PSIII | Solar Photovoltaic | 20 | IPP Non-CHP
60909 | Hartford Landfill Solar EGF | PV1 | Solar Photovoltaic | 1 | IPP Non-CHP
60911 | Green Energy Machine | GRN | Onshore Wind Turbine | 1.7 | IPP Non-CHP
60912 | Cold River Road Solar | PV1 | Solar Photovoltaic | 2.3 | IPP Non-CHP
60913 | Ohio Northern University Solar Site | PV1 | Solar Photovoltaic | 2 | IPP Non-CHP
60914 | Westmont 300B | W5328 | Solar Photovoltaic | 3 | Electric Utility
60918 | Verwey-Hanford Dairy Digester #1 | 00003 | Other Waste Biomass | 1 | IPP Non-CHP
60919 | Shakopee Met Council WTP | SHAK | Solar Photovoltaic | 1.3 | IPP Non-CHP
60923 | Clyde Solar Array | PV1 | Solar Photovoltaic | 2.8 | IPP Non-CHP
60924 | Ozarks Natural Energy | GEN1 | Solar Photovoltaic | 1 | Electric Utility
60929 | Red Oak Solar Farm, LLC | RDOAK | Solar Photovoltaic | 5 | IPP Non-CHP
60930 | Dublin Solar I | DUBL1 | Solar Photovoltaic | 4.1 | IPP Non-CHP
60931 | CCC Hastings Wind Turbine | WT1 | Onshore Wind Turbine | 1.7 | IPP Non-CHP
60932 | Creston Ridge Wind Farm | WT1 | Onshore Wind Turbine | 6.8 | IPP Non-CHP
60933 | Hopewell Cogeneration NJ | GEN1 | Natural Gas Internal Combustion Engine | 2 | Commercial CHP
60933 | Hopewell Cogeneration NJ | GEN2 | Natural Gas Internal Combustion Engine | 2 | Commercial CHP
60953 | Owens Valley Solar Project 11 | W5381 | Solar Photovoltaic | 1 | Electric Utility
60965 | Cotten Farm, LLC | COT | Solar Photovoltaic | 5 | IPP Non-CHP
60967 | Onyx - Lamphear Road | 10016 | Solar Photovoltaic | 2 | IPP Non-CHP
60976 | OSLH, LLC | PV1 | Solar Photovoltaic | 9.9 | IPP Non-CHP
60978 | CSUF State College | PV1 | Solar Photovoltaic | 1 | IPP Non-CHP
60979 | CSUF Nutwood Solar | PV1 | Solar Photovoltaic | 1.9 | IPP Non-CHP
60980 | ZV Solar 1 | PV1 | Solar Photovoltaic | 5 | IPP Non-CHP
60982 | Atkinson Farm Solar | 1 | Solar Photovoltaic | 5 | IPP Non-CHP
60985 | Elizabethtown Solar | ESPV | Solar Photovoltaic | 2 | IPP Non-CHP
60986 | AIS Solar Project | SO212 | Solar Photovoltaic | 2.5 | IPP Non-CHP
60990 | Florence Solar W3-080, LLC | PV1 | Solar Photovoltaic | 7.9 | IPP Non-CHP
60993 | Darlington Solar, LLC | PV1 | Solar Photovoltaic | 10 | IPP Non-CHP
60994 | French's Landfill PV | GEN1 | Solar Photovoltaic | 6.1 | Commercial Non-CHP
61000 | King Mill | 1 | Conventional Hydroelectric | 0.7 | Industrial Non-CHP
61000 | King Mill | 2 | Conventional Hydroelectric | 1.5 | Industrial Non-CHP
61002 | WED Portsmouth One, LLC | PORT1 | Onshore Wind Turbine | 1.5 | IPP Non-CHP
61003 | Musgrave East Solar Farm | CMUSW | Solar Photovoltaic | 2 | IPP Non-CHP
61012 | Mill Seat Renewable Energy Facility | GEN1 | Landfill Gas | 0.8 | IPP Non-CHP
61012 | Mill Seat Renewable Energy Facility | GEN2 | Landfill Gas | 0.8 | IPP Non-CHP
61012 | Mill Seat Renewable Energy Facility | GEN3 | Landfill Gas | 0.8 | IPP Non-CHP
61015 | Musgrave West Solar Farm | CMUSW | Solar Photovoltaic | 2 | IPP Non-CHP
61019 | Siler 421 Farm, LLC | SILER | Solar Photovoltaic | 5 | IPP Non-CHP
61025 | Montefiore - Westchester Square | EGEN1 | Petroleum Liquids | 1 | Commercial Non-CHP
61026 | New York Presbyterian Hospital-168th St | CHNY1 | Petroleum Liquids | 2 | Commercial Non-CHP
61026 | New York Presbyterian Hospital-168th St | CHNY2 | Petroleum Liquids | 2 | Commercial Non-CHP
61026 | New York Presbyterian Hospital-168th St | GARG | Petroleum Liquids | 0.1 | Commercial Non-CHP
61026 | New York Presbyterian Hospital-168th St | MHB1 | Petroleum Liquids | 2 | Commercial Non-CHP
61026 | New York Presbyterian Hospital-168th St | MHB2 | Petroleum Liquids | 1.4 | Commercial Non-CHP
61026 | New York Presbyterian Hospital-168th St | MHB3 | Petroleum Liquids | 1.4 | Commercial Non-CHP
61026 | New York Presbyterian Hospital-168th St | MHB4 | Petroleum Liquids | 1.5 | Commercial Non-CHP
61026 | New York Presbyterian Hospital-168th St | MHB5 | Petroleum Liquids | 1.5 | Commercial Non-CHP
61027 | Pacific Ethanol Stockton Cogen Plant | PESCT | Natural Gas Fired Combustion Turbine | 4.8 | Industrial Non-CHP
61030 | Harford Solar Farm | CMUSW | Solar Photovoltaic | 2 | IPP Non-CHP
61043 | Canandaigua Solar Array | PV1 | Solar Photovoltaic | 2 | IPP Non-CHP
61076 | City of Shelby Electric Distribution | PSG1 | Petroleum Liquids | 1.8 | Electric Utility
61085 | Stone Solar | 1 | Solar Photovoltaic | 5 | IPP Non-CHP
61086 | Tripple State Farm | 1 | Solar Photovoltaic | 5 | IPP Non-CHP
61087 | Wadesboro Farm 1 | 1 | Solar Photovoltaic | 5 | IPP Non-CHP
61088 | Delco Farm | 1 | Solar Photovoltaic | 5 | IPP Non-CHP
61089 | Fisher Solar Farm - NC | 1 | Solar Photovoltaic | 5 | IPP Non-CHP
61090 | Kinston Davis Farm | 1 | Solar Photovoltaic | 5 | IPP Non-CHP
61091 | Laurinburg Farm | 1 | Solar Photovoltaic | 5 | IPP Non-CHP
61093 | Mills Anson Farm | 1 | Solar Photovoltaic | 5 | IPP Non-CHP
61094 | Old Wire Farm | 1 | Solar Photovoltaic | 5 | IPP Non-CHP
61095 | Railroad Farm 2 | 1 | Solar Photovoltaic | 5 | IPP Non-CHP
61096 | Sampson Solar | 1 | Solar Photovoltaic | 2 | IPP Non-CHP
61097 | Syncarpha Freetown | SYNFR | Solar Photovoltaic | 3.9 | IPP Non-CHP
61119 | Quichapa 1 | W5519 | Solar Photovoltaic | 3 | IPP Non-CHP
61120 | Quichapa 2 | W5520 | Solar Photovoltaic | 3 | IPP Non-CHP
61121 | Quichapa 3 | W5521 | Solar Photovoltaic | 3 | IPP Non-CHP
61125 | Nebraska Valley Solar Farm | NVSF | Solar Photovoltaic | 1 | Electric Utility
61131 | Tolson Solar | 12345 | Solar Photovoltaic | 3 | IPP Non-CHP
61152 | Intel Folsom Phase 3 | PV1 | Solar Photovoltaic | 5.2 | IPP Non-CHP
61153 | AT&T Holger | AT057 | Other Natural Gas | 1.3 | IPP Non-CHP
61154 | AT&T Anaheim | AT058 | Other Natural Gas | 1.3 | IPP Non-CHP
61160 | MILL SOLAR 1 | MILL1 | Solar Photovoltaic | 1.4 | IPP Non-CHP
61162 | RB Manufacturing LLC Belle Mead NJ | RBBM | Solar Photovoltaic | 1.5 | Industrial Non-CHP
61163 | Onset East Solar Facility | ONSE | Solar Photovoltaic | 1 | IPP Non-CHP
61164 | Onset West Solar Facility | ONSW | Solar Photovoltaic | 1 | IPP Non-CHP
61166 | Tyee Lake Hydroelectric Facility | UNIT1 | Conventional Hydroelectric | 11.3 | Commercial Non-CHP
61166 | Tyee Lake Hydroelectric Facility | UNIT2 | Conventional Hydroelectric | 11.3 | Commercial Non-CHP
61173 | IKEA Miami 327 | PV | Solar Photovoltaic | 1 | Commercial Non-CHP
61185 | Pfeffers | SO147 | Solar Photovoltaic | 1 | IPP Non-CHP
61187 | Century Drive Solar Farm | CENT1 | Solar Photovoltaic | 1 | IPP Non-CHP
61189 | Shavano Falls Hydro | GEN1 | Conventional Hydroelectric | 2.8 | IPP Non-CHP
61190 | Shavano Falls Hydro Drop 4 | GEN1 | Conventional Hydroelectric | 4.8 | IPP Non-CHP
61193 | IKEA Las Vegas 462 | PV | Solar Photovoltaic | 1 | Commercial Non-CHP
61198 | Merck - Upper Gwynedd Solar Array | SA-1 | Solar Photovoltaic | 1.5 | Commercial Non-CHP
61207 | Green Island Hydroelectric Station | UNIT1 | Conventional Hydroelectric | 1.5 | IPP Non-CHP
61207 | Green Island Hydroelectric Station | UNIT2 | Conventional Hydroelectric | 1.5 | IPP Non-CHP
61207 | Green Island Hydroelectric Station | UNIT3 | Conventional Hydroelectric | 1.5 | IPP Non-CHP
61207 | Green Island Hydroelectric Station | UNIT4 | Conventional Hydroelectric | 1.5 | IPP Non-CHP
61210 | Finger Lakes Solar I | FLS1 | Solar Photovoltaic | 2 | IPP Non-CHP
61211 | IKEA Memphis 508 | PV | Solar Photovoltaic | 1.1 | Commercial Non-CHP
61217 | Head of U Canal Hydro Project | HY1 | Conventional Hydroelectric | 1.2 | IPP Non-CHP
61224 | 350 Clark Solar, NG, LLC | 5400 | Solar Photovoltaic | 1.8 | IPP Non-CHP
61237 | 433 Purchase Solar NG, LLC | 5402 | Solar Photovoltaic | 2.5 | IPP Non-CHP
61238 | NY - Presbyt. Hospital - 525 E 68TH St | ANX1 | Petroleum Liquids | 2.5 | Commercial CHP
61238 | NY - Presbyt. Hospital - 525 E 68TH St | ANX2 | Petroleum Liquids | 2.5 | Commercial CHP
61238 | NY - Presbyt. Hospital - 525 E 68TH St | CGTB | Natural Gas Fired Combustion Turbine | 7.7 | Commercial CHP
61238 | NY - Presbyt. Hospital - 525 E 68TH St | GRB1 | Petroleum Liquids | 1.4 | Commercial CHP
61238 | NY - Presbyt. Hospital - 525 E 68TH St | GRB2 | Petroleum Liquids | 1.4 | Commercial CHP
61238 | NY - Presbyt. Hospital - 525 E 68TH St | GRB3 | Petroleum Liquids | 1.4 | Commercial CHP
61238 | NY - Presbyt. Hospital - 525 E 68TH St | GRB4 | Petroleum Liquids | 1.5 | Commercial CHP
61243 | Old Wardour Solar | 5406 | Solar Photovoltaic | 5.5 | IPP Non-CHP
61244 | Shuman Solar | 5404 | Solar Photovoltaic | 2.2 | IPP Non-CHP
61245 | Vuelta Solar | 5405 | Solar Photovoltaic | 5.5 | IPP Non-CHP
61248 | Glopak Solar PV Power Plant | INV1R | Solar Photovoltaic | 0.5 | Industrial Non-CHP
61248 | Glopak Solar PV Power Plant | INV2G | Solar Photovoltaic | 0.5 | Industrial Non-CHP
61266 | Orme Park Water Treatment Plant | ORME | Petroleum Liquids | 1.5 | Electric Utility
61267 | Hurricane Creek Lift Station | HURR | Petroleum Liquids | 2 | Electric Utility
61271 | Biltmore Solar Fields | 18950 | Solar Photovoltaic | 1.5 | IPP Non-CHP
61282 | APG Combined Heat and Power Plant | GEN1 | Natural Gas Fired Combustion Turbine | 7.9 | Commercial CHP
61283 | Bladenboro Solar, LLC | GEN1 | Solar Photovoltaic | 4.8 | IPP Non-CHP
61284 | Lux Solar, LLC | GEN1 | Solar Photovoltaic | 2 | IPP Non-CHP
61288 | Roxboro Solar Farm, LLC | GEN1 | Solar Photovoltaic | 5 | IPP Non-CHP
61319 | Port of LA Solar FiT Project | W4885 | Solar Photovoltaic | 1.1 | Electric Utility
61341 | Grafton PV | MSBW1 | Solar Photovoltaic | 2.7 | IPP Non-CHP
61342 | Barrett PV | MSBW2 | Solar Photovoltaic | 11.9 | IPP Non-CHP
61350 | MDFA Devens-Saratoga | SO145 | Solar Photovoltaic | 2.5 | IPP Non-CHP
61355 | Arlington Outlet Hydroelectric Generator | HY1 | Conventional Hydroelectric | 1.3 | Commercial Non-CHP
61358 | IGS Solar I - BWI5 | BWI5 | Solar Photovoltaic | 1.1 | IPP Non-CHP
61359 | IGS Solar I - EWR5 | EWR5 | Solar Photovoltaic | 1.9 | IPP Non-CHP
61360 | IGS Solar I - EWR6 | EWR6 | Solar Photovoltaic | 1.9 | IPP Non-CHP
61370 | Walnut Springs Solar | GEN1 | Solar Photovoltaic | 5 | IPP Non-CHP
61371 | Centaurus Solar - MA | ASH24 | Solar Photovoltaic | 2.4 | IPP Non-CHP
61373 | Kearsarge Bellingham PV | BELL | Solar Photovoltaic | 2.9 | IPP Non-CHP
61378 | Northern Westchester Hospital | 4 | Petroleum Liquids | 0.8 | Commercial Non-CHP
61378 | Northern Westchester Hospital | 5 | Petroleum Liquids | 0.8 | Commercial Non-CHP
61378 | Northern Westchester Hospital | P | Natural Gas Internal Combustion Engine | 0.1 | Commercial Non-CHP
61385 | Georgia LFG Oak Grove Plant | GM01 | Landfill Gas | 2.2 | IPP Non-CHP
61385 | Georgia LFG Oak Grove Plant | GM02 | Landfill Gas | 2.2 | IPP Non-CHP
61385 | Georgia LFG Oak Grove Plant | GM03 | Landfill Gas | 2.2 | IPP Non-CHP
61386 | Georgia LFG Pine Ridge Plant | GM01 | Landfill Gas | 2.2 | IPP Non-CHP
61386 | Georgia LFG Pine Ridge Plant | GM02 | Landfill Gas | 2.2 | IPP Non-CHP
61386 | Georgia LFG Pine Ridge Plant | GM03 | Landfill Gas | 2.2 | IPP Non-CHP
61387 | Georgia LFG Richland Creek Plant | GM01 | Landfill Gas | 2.2 | IPP Non-CHP
61387 | Georgia LFG Richland Creek Plant | GM02 | Landfill Gas | 2.2 | IPP Non-CHP
61387 | Georgia LFG Richland Creek Plant | GM03 | Landfill Gas | 2.2 | IPP Non-CHP
61387 | Georgia LFG Richland Creek Plant | GM04 | Landfill Gas | 2.2 | IPP Non-CHP
61387 | Georgia LFG Richland Creek Plant | GM05 | Landfill Gas | 2.2 | IPP Non-CHP
61398 | Canis Major Solar Farm | S1980 | Solar Photovoltaic | 2 | IPP Non-CHP
61408 | Canis Minor Solar Farm | B1000 | Solar Photovoltaic | 1 | IPP Non-CHP
61413 | NYC-HH - CONEY ISLAND HOSPITAL | GEN1 | Petroleum Liquids | 1.2 | Commercial Non-CHP
61413 | NYC-HH - CONEY ISLAND HOSPITAL | GEN2 | Petroleum Liquids | 1.3 | Commercial Non-CHP
61413 | NYC-HH - CONEY ISLAND HOSPITAL | GEN3 | Petroleum Liquids | 0.3 | Commercial Non-CHP
61414 | NY Times Daily Production Facility | GEN1 | Petroleum Liquids | 2 | Industrial Non-CHP
61414 | NY Times Daily Production Facility | GEN2 | Petroleum Liquids | 2 | Industrial Non-CHP
61414 | NY Times Daily Production Facility | GEN3 | Petroleum Liquids | 2 | Industrial Non-CHP
61414 | NY Times Daily Production Facility | GEN4 | Petroleum Liquids | 2 | Industrial Non-CHP
61414 | NY Times Daily Production Facility | GEN5 | Petroleum Liquids | 2 | Industrial Non-CHP
61414 | NY Times Daily Production Facility | GEN6 | Petroleum Liquids | 2 | Industrial Non-CHP
61415 | West Boylston Community Shared Solar | CS1 | Solar Photovoltaic | 1.5 | Electric Utility
61416 | Mount Sinai Hospital | AP1 | Petroleum Liquids | 1 | Commercial Non-CHP
61416 | Mount Sinai Hospital | AP2 | Petroleum Liquids | 1 | Commercial Non-CHP
61416 | Mount Sinai Hospital | AP3 | Petroleum Liquids | 1 | Commercial Non-CHP
61416 | Mount Sinai Hospital | AP4 | Petroleum Liquids | 1 | Commercial Non-CHP
61416 | Mount Sinai Hospital | AP5 | Petroleum Liquids | 1.5 | Commercial Non-CHP
61416 | Mount Sinai Hospital | AP6 | Petroleum Liquids | 1.5 | Commercial Non-CHP
61416 | Mount Sinai Hospital | CAM12 | Petroleum Liquids | 0.4 | Commercial Non-CHP
61416 | Mount Sinai Hospital | EB10 | Natural Gas Internal Combustion Engine | 1.5 | Commercial Non-CHP
61416 | Mount Sinai Hospital | EB11 | Natural Gas Internal Combustion Engine | 1.5 | Commercial Non-CHP
61416 | Mount Sinai Hospital | FPA15 | Petroleum Liquids | 0.6 | Commercial Non-CHP
61416 | Mount Sinai Hospital | GP7 | Petroleum Liquids | 0.9 | Commercial Non-CHP
61416 | Mount Sinai Hospital | GP8 | Petroleum Liquids | 0.9 | Commercial Non-CHP
61416 | Mount Sinai Hospital | GP9 | Petroleum Liquids | 0.9 | Commercial Non-CHP
61416 | Mount Sinai Hospital | HES13 | Petroleum Liquids | 2.5 | Commercial Non-CHP
61416 | Mount Sinai Hospital | HES14 | Petroleum Liquids | 2.5 | Commercial Non-CHP

## Coal Units for Conversion
2014 - Electric Utility Coal Plants Flagged For Conversion to Natural Gas
Utility ID | Utility Name | Plant Code | Plant Name | State | County | Generator ID | Technology | Prime Mover | Unit Code | Ownership | Duct Burners | Can Bypass Heat Recovery Steam Generator? | RTO/ISO LMP Node Designation | RTO/ISO Location Designation for Reporting Wholesale Sales Data to FERC | Nameplate Capacity (MW) | Nameplate Power Factor | Summer Capacity (MW) | Winter Capacity (MW) | Minimum Load (MW) | Uprate or Derate Completed During Year | Month Uprate or Derate Completed | Year Uprate or Derate Completed | Status | Synchronized to Transmission Grid | Operating Month | Operating Year | Planned Retirement Month | Planned Retirement Year | Associated with Combined Heat and Power System | Sector Name | Sector | Topping or Bottoming | Energy Source 1 | Energy Source 2 | Planned New Prime Mover | Planned Energy Source 1 | Planned New Nameplate Capacity (MW) | Planned Repower Month | Planned Repower Year | Other Planned Modifications? | Other Modifications Month | Other Modifications Year | Cofire Fuels? | Switch Between Oil and Natural Gas?
554 | City of Ames - (IA) | 1122 | Ames Electric Services Power Plant | IA | Story | 7 | Conventional Steam Coal | ST |  | S | X | X |  |  | 37.5 | 0.85 | 37.4 | 37.4 | 15 | N |  |  | OP | X | 5 | 1968 |  |  | N | Electric Utility | 1 | X | SUB | OBS | ST | NG | 37.5 | 4 | 2016 | N |  |  | Y | N
554 | City of Ames - (IA) | 1122 | Ames Electric Services Power Plant | IA | Story | 8 | Conventional Steam Coal | ST |  | S | X | X |  |  | 71.3 | 0.9 | 68 | 68 | 30 | N |  |  | OP | X | 6 | 1982 |  |  | N | Electric Utility | 1 | X | SUB | OBS | ST | NG | 71.3 | 1 | 2016 | N |  |  | Y | N
1692 | Big Rivers Electric Corp | 1383 | Robert A Reid | KY | Webster | 1 | Conventional Steam Coal | ST |  | S | X | X |  |  | 96 | 0.85 | 65 | 65 | 40 | N |  |  | OP | X | 1 | 1966 |  |  | N | Electric Utility | 1 | X | BIT | NG | ST | NG | 65 | 5 | 2016 |  |  |  | Y | N
9273 | Indianapolis Power & Light Co | 990 | Harding Street | IN | Marion | 5 | Conventional Steam Coal | ST |  | S | X | X | IPL.16STOU5O5 | IPL.16STOU5O5 | 100 | 0.85 | 101 | 101 | 54 | N |  |  | OP | X | 6 | 1958 |  |  | N | Electric Utility | 1 | X | BIT | DFO | ST | NG | 95 | 1 | 2016 | N
9273 | Indianapolis Power & Light Co | 990 | Harding Street | IN | Marion | 6 | Conventional Steam Coal | ST |  | S | X | X | IPL.16STOU6O6 | IPL.16STOU6O6 | 100 | 0.85 | 99 | 99 | 54 | N |  |  | OP | X | 5 | 1961 |  |  | N | Electric Utility | 1 | X | BIT | DFO | ST | NG | 95 | 1 | 2016 | N
9273 | Indianapolis Power & Light Co | 990 | Harding Street | IN | Marion | 7 | Conventional Steam Coal | ST |  | S | X | X | IPL.16STOU7O7 | IPL.16STOU7O7 | 463 | 0.85 | 418 | 418 | 220 | N |  |  | OP | X | 7 | 1973 |  |  | N | Electric Utility | 1 | X | BIT | DFO | ST | NG | 463 | 6 | 2016 | N
9417 | Interstate Power and Light Co | 1048 | Milton L Kapp | IA | Clinton | 2 | Conventional Steam Coal | ST |  | S | X | X | ALTW.BVRCH2 | ALTW.BVRCH2 | 218.5 | 0.85 | 204.1 | 205.5 | 80 | N |  |  | OP | X | 1 | 1967 |  |  | N | Electric Utility | 1 | X | SUB | NG | ST | NG | 94 | 6 | 2015 | N |  |  | Y | N
20847 | Wisconsin Electric Power Co | 4042 | Valley (WI) | WI | Milwaukee | 1 | Conventional Steam Coal | ST |  | S | X | X | WEC.VALLYGA1 | WEC.VALLYGA1 | 136 | 0.85 | 118 | 110 | 25 | N |  |  | OP | X | 6 | 1968 |  |  | Y | Electric Utility | 1 | T | BIT | NG | ST | NG | 136 | 11 | 2014 | N |  |  | N | N
20847 | Wisconsin Electric Power Co | 4042 | Valley (WI) | WI | Milwaukee | 2 | Conventional Steam Coal | ST |  | S | X | X | WEC.VALLYGA2 | WEC.VALLYGA2 | 136 | 0.85 | 118 | 110 | 25 | N |  |  | OP | X | 3 | 1969 |  |  | Y | Electric Utility | 1 | T | BIT |  | ST | NG | 136 | 9 | 2015 | N |  |  | N | N
2015 - Electric Utility Coal Plants Flagged For Conversion to Natural Gas (highlighted if new this year)
Utility ID | Utility Name | Plant Code | Plant Name | State | County | Generator ID | Technology | Prime Mover | Unit Code | Ownership | Duct Burners | Can Bypass Heat Recovery Steam Generator? | RTO/ISO LMP Node Designation | RTO/ISO Location Designation for Reporting Wholesale Sales Data to FERC | Nameplate Capacity (MW) | Nameplate Power Factor | Summer Capacity (MW) | Winter Capacity (MW) | Minimum Load (MW) | Uprate or Derate Completed During Year | Month Uprate or Derate Completed | Year Uprate or Derate Completed | Status | Synchronized to Transmission Grid | Operating Month | Operating Year | Planned Retirement Month | Planned Retirement Year | Associated with Combined Heat and Power System | Sector Name | Sector | Topping or Bottoming | Energy Source 1 | Energy Source 2 | Planned New Prime Mover | Planned Energy Source 1 | Planned New Nameplate Capacity (MW) | Planned Repower Month | Planned Repower Year | Other Planned Modifications? | Other Modifications Month | Other Modifications Year | Cofire Fuels? | Switch Between Oil and Natural Gas?
9273 | Indianapolis Power & Light Co | 990 | Harding Street | IN | Marion | 5 | Conventional Steam Coal | ST |  | S | X | X | IPL.16STOU5O5 | IPL.16STOU5O5 | 100 | 0.85 | 108 | 108 | 54 | N |  |  | OP | X | 6 | 1958 |  |  | N | Electric Utility | 1 | X | BIT | NG | ST | NG | 95 | 1 | 2016
9273 | Indianapolis Power & Light Co | 990 | Harding Street | IN | Marion | 6 | Conventional Steam Coal | ST |  | S | X | X | IPL.16STOU6O6 | IPL.16STOU6O6 | 100 | 0.85 | 102 | 102 | 54 | N |  |  | OP | X | 5 | 1961 |  |  | N | Electric Utility | 1 | X | BIT | NG | ST | NG | 95 | 1 | 2016
9273 | Indianapolis Power & Light Co | 990 | Harding Street | IN | Marion | 7 | Conventional Steam Coal | ST |  | S | X | X | IPL.16STOU7O7 | IPL.16STOU7O7 | 463 | 0.85 | 418 | 418 | 220 | N |  |  | OP | X | 7 | 1973 |  |  | N | Electric Utility | 1 | X | BIT | DFO | ST | NG | 463 | 6 | 2016 |  |  |  | N | N
9417 | Interstate Power and Light Co | 1073 | Prairie Creek | IA | Linn | 4 | Conventional Steam Coal | ST |  | S | X | X | ALTW.PRARC4 | ALTW.PRARC4 | 148.8 | 0.85 | 122.1 | 117.7 | 45 | N |  |  | OP | X | 4 | 1967 |  |  | Y | Electric Utility | 1 | T | SUB | NG | ST | NG | 148.8 | 12 | 2017 |  |  |  | Y | N
9417 | Interstate Power and Light Co | 1104 | Burlington (IA) | IA | Des Moines | 1 | Conventional Steam Coal | ST |  | S | X | X | ALTW.BRLGTN5 | ALTW.BRLGTN5 | 212 | 0.9 | 212.9 | 214.5 | 80 | N |  |  | OP | X | 6 | 1968 |  |  | N | Electric Utility | 1 | X | SUB | NG | ST | NG | 212 | 12 | 2021 | N |  |  | N | N
554 | City of Ames - (IA) | 1122 | Ames Electric Services Power Plant | IA | Story | 7 | Conventional Steam Coal | ST |  | S | X | X |  |  | 37.5 | 0.85 | 37.4 | 37.4 | 15 | N |  |  | OP | X | 5 | 1968 |  |  | N | Electric Utility | 1 | X | SUB | OBS | ST | NG | 37.5 | 7 | 2016 | N |  |  | Y | N
554 | City of Ames - (IA) | 1122 | Ames Electric Services Power Plant | IA | Story | 8 | Conventional Steam Coal | ST |  | S | X | X |  |  | 71.3 | 0.9 | 68 | 68 | 30 | N |  |  | OP | X | 6 | 1982 |  |  | N | Electric Utility | 1 | X | SUB | OBS | ST | NG | 71.3 | 5 | 2016 | N |  |  | Y | N
22053 | Kentucky Power Co | 1353 | Big Sandy | KY | Lawrence | 1 | Conventional Steam Coal | ST |  | S | X | X |  |  | 280.5 | 0.85 | 260 | 260 | 100 | N |  |  | OP | X | 1 | 1963 |  |  | N | Electric Utility | 1 | X | BIT |  | ST | NG | 260 | 6 | 2016 | N |  |  | N
733 | Appalachian Power Co | 3775 | Clinch River | VA | Russell | 1 | Conventional Steam Coal | ST |  | S | X | X |  |  | 237.5 | 0.8 | 230 | 235 | 60 | N |  |  | OP | X | 9 | 1958 |  |  | N | Electric Utility | 1 | X | BIT |  | ST | NG | 242 | 1 | 2016 |  |  |  | N | N
733 | Appalachian Power Co | 3775 | Clinch River | VA | Russell | 2 | Conventional Steam Coal | ST |  | S | X | X |  |  | 237.5 | 0.8 | 230 | 235 | 60 | N |  |  | OP | X | 12 | 1958 |  |  | N | Electric Utility | 1 | X | BIT |  | ST | NG | 242 | 4 | 2016 |  |  |  | N | N
20847 | Wisconsin Electric Power Co | 4042 | Valley (WI) | WI | Milwaukee | 2 | Conventional Steam Coal | ST |  | S | X | X | WEC.VALLYGA2 | WEC.VALLYGA2 | 136 | 0.85 | 120 | 100 | 25 | N |  |  | OP | X | 3 | 1969 |  |  | Y | Electric Utility | 1 | T | BIT | NG | ST | NG | 136 | 11 | 2015 |  |  |  | N | N
2016 - Electric Utility Coal Plants Flagged For Conversion to Natural Gas (highlighted if new this year)
Utility ID | Utility Name | Plant Code | Plant Name | State | County | Generator ID | Technology | Prime Mover | Unit Code | Ownership | Duct Burners | Can Bypass Heat Recovery Steam Generator? | RTO/ISO LMP Node Designation | RTO/ISO Location Designation for Reporting Wholesale Sales Data to FERC | Nameplate Capacity (MW) | Nameplate Power Factor | Summer Capacity (MW) | Winter Capacity (MW) | Minimum Load (MW) | Uprate or Derate Completed During Year | Month Uprate or Derate Completed | Year Uprate or Derate Completed | Status | Synchronized to Transmission Grid | Operating Month | Operating Year | Planned Retirement Month | Planned Retirement Year | Associated with Combined Heat and Power System | Sector Name | Sector | Topping or Bottoming | Energy Source 1 | Energy Source 2 | Planned New Prime Mover | Planned Energy Source 1 | Planned New Nameplate Capacity (MW) | Planned Repower Month | Planned Repower Year | Other Planned Modifications? | Other Modifications Month | Other Modifications Year | Multiple Fuels? | Cofire Fuels? | Switch Between Oil and Natural Gas?
9417 | Interstate Power and Light Co | 1073 | Prairie Creek | IA | Linn | 4 | Conventional Steam Coal | ST |  | S | X | X | ALTW.PRARC4 | ALTW.PRARC4 | 148.8 | 0.85 | 122.6 | 127.5 | 45 | N |  |  | OP | X | 4 | 1967 |  |  | Y | Electric Utility | 1 | T | SUB | NG | ST | NG | 148.8 | 12 | 2017 | N |  |  | Y | Y | N
9417 | Interstate Power and Light Co | 1104 | Burlington (IA) | IA | Des Moines | 1 | Conventional Steam Coal | ST |  | S | X | X | ALTW.BRLGTN5 | ALTW.BRLGTN5 | 212 | 0.9 | 213.7 | 215.9 | 80 | N |  |  | OP | X | 6 | 1968 |  |  | N | Electric Utility | 1 | X | SUB | NG | ST | NG | 212 | 12 | 2021 | N |  |  | N | N | N
14127 | Omaha Public Power District | 2291 | North Omaha | NE | Douglas | 4 | Conventional Steam Coal | ST |  | S | X | X | NORTH_OMAHA_4 |  | 136 | 0.85 | 99.1 | 111.8 | 15 | N |  |  | OP | X | 3 | 1963 |  |  | N | Electric Utility | 1 | X | SUB | NG | ST | NG | 119.1 | 12 | 2023 | N |  |  | Y | Y | N
14127 | Omaha Public Power District | 2291 | North Omaha | NE | Douglas | 5 | Conventional Steam Coal | ST |  | S | X | X | NORTH_OMAHA_5 |  | 217.6 | 0.85 | 216.7 | 174.8 | 34 | N |  |  | OP | X | 5 | 1968 |  |  | N | Electric Utility | 1 | X | SUB | NG | ST | NG | 186.6 | 12 | 2023 | N |  |  | Y | Y | N
14063 | Oklahoma Gas & Electric Co | 2952 | Muskogee | OK | Muskogee | 4 | Conventional Steam Coal | ST |  | S | X | X | OKGEMK4 | OKGEMK4 | 572 | 0.9 | 508 | 508 | 200 | N |  |  | OP | X | 12 | 1977 |  |  | N | Electric Utility | 1 | X | SUB |  | ST | NG | 572.4 | 1 | 2019 |  |  |  | N | N
14063 | Oklahoma Gas & Electric Co | 2952 | Muskogee | OK | Muskogee | 5 | Conventional Steam Coal | ST |  | S | X | X | OKGEMK5 | OKGEMK5 | 572 | 0.9 | 496.5 | 496.5 | 200 | N |  |  | OP | X | 10 | 1978 |  |  | N | Electric Utility | 1 | X | SUB |  | ST | NG | 572.4 | 1 | 2019 |  |  |  | N | N

## Table 8.2
Table 8.2. Average Tested Heat Rates by Prime Mover and Energy Source, 2007 - 2017
(Btu per Kilowatthour)
Prime Mover | Coal | Petroleum | Natural Gas | Nuclear
2007
Steam Generator | 10158 | 10398 | 10440 | 10489
Gas Turbine | -- | 13217 | 11632 | --
Internal Combustion | -- | 10447 | 10175 | --
Combined Cycle | W | 10970 | 7577 | --
2008
Steam Generator | 10138 | 10356 | 10377 | 10452
Gas Turbine | -- | 13311 | 11576 | --
Internal Combustion | -- | 10427 | 9975 | --
Combined Cycle | W | 10985 | 7642 | --
2009
Steam Generator | 10150 | 10349 | 10427 | 10459
Gas Turbine | -- | 13326 | 11560 | --
Internal Combustion | -- | 10428 | 9958 | --
Combined Cycle | W | 10715 | 7605 | --
2010
Steam Generator | 10142 | 10249 | 10416 | 10452
Gas Turbine | -- | 13386 | 11590 | --
Internal Combustion | -- | 10429 | 9917 | --
Combined Cycle | W | 10474 | 7619 | --
2011
Steam Generator | 10128 | 10414 | 10414 | 10464
Gas Turbine | -- | 13637 | 11569 | --
Internal Combustion | -- | 10428 | 9923 | --
Combined Cycle | W | 10650 | 7603 | --
2012
Steam Generator | 10107 | 10359 | 10385 | 10479
Gas Turbine | -- | 13622 | 11499 | --
Internal Combustion | -- | 10416 | 9991 | --
Combined Cycle | W | 10195 | 7615 | --
2013
Steam Generator | 10089 | 10334 | 10354 | 10449
Gas Turbine | -- | 13555 | 11371 | --
Internal Combustion | -- | 10401 | 9573 | --
Combined Cycle | W | 9937 | 7667 | --
2014
Steam Generator | 10080 | 10156 | 10408 | 10459
Gas Turbine | -- | 13457 | 11378 | --
Internal Combustion | -- | 10403 | 9375 | --
Combined Cycle | W | 9924 | 7658 | --
2015
Steam Generator | 10059 | 10197 | 10372 | 10458
Gas Turbine | -- | 13550 | 11302 | --
Internal Combustion | -- | 10379 | 9322 | --
Combined Cycle | W | 9676 | 7655 | --
2016
Steam Generator | 10045 | 10189 | 10382 | 10459
Gas Turbine | -- | 13535 | 11214 | --
Internal Combustion | -- | 10331 | 9179 | --
Combined Cycle | W | 9860 | 7652 | --
2017
Steam Generator | 10043 | 10199 | 10353 | 10459
Gas Turbine | -- | 13491 | 11176 | --
Internal Combustion | -- | 10301 | 9120 | --
Combined Cycle | W | 9811 | 7649 | --
Notes: W = Withheld to avoid disclosure of individual company data. Heat rate is reported at full load conditions for electric utilities and independent power producers. The average heat rates above are weighted by Net Summer Capacity. Coal Combined Cycle represents integrated gasification units. Source: U.S. Energy Information Administration, Form EIA-860, 'Annual Electric Generator Report.'

## Calculations
Historical Fuel Prices ($/MMBtu)
Coal | 2.37 | 2.22 | 2.11
Natural Gas | 5 | 3.23 | 2.87
Heat Rate by Electricity Fuel (BTU/MWh)
Coal | 10045000
Natural gas | 10382000
Variable OM Cost per Unit Output ($/MWh) |  | Source: Model variable elec/CCaMC variable OM cost per unit output
hard coal, preexisting | 4.41
natural gas, newly built | 1.85
Calculating coal subsidy per unit electricity output
Historical coal production (quad)
2014 | 20.59
2015 | 16.99
2016 | 15.3
Coal subsidies paid each year ($) | 400000000 | Source: Model variable fuels
Subisdy ($/MWh)
2014 | 0.19514
2015 | 0.23649
2016 | 0.26261
Calculating Elasticity
Year | Total Capacity (U.S. Electric Utilities) | Fraction Capacity Flagged for Conversion | Coal Dispatch Price ($/MWh) | Natural Gas Dispatch Price ($/MWh) | Relative Price Difference | Change in Relative Price Difference | Percentage Change in Relative Price Difference | Calculated Elasticity
2014 | 239580.5 | 7.0916e-05 | 28.0215 | 53.76 | -25.7385
2015 | 221282.5 | 0.0050447 | 26.4734 | 35.3839 | -8.9105 | 16.828 | 0.65381 | 0.0077158
2016 | 210420.7 | 0.0071172 | 25.3423 | 31.6463 | -6.304 | 2.6064 | 0.29252 | 0.024331

## EoPPFTSwFP
Elasticity of fuel shifting (dimensionless) from (below) to (right) | hard coal | natural gas nonpeaker | nuclear | hydro | onshore wind | solar PV | solar thermal | biomass | geothermal | petroleum | natural gas peaker | lignite | offshore wind | crude oil | heavy or residual fuel oil | municipal solid waste
hard coal | 0 | 0.024331 | 0 | 0 | 0 | 0 | 0 | 0 | 0 | 0 | 0 | 0 | 0 | 0 | 0 | 0
natural gas nonpeaker | 0 | 0 | 0 | 0 | 0 | 0 | 0 | 0 | 0 | 0 | 0 | 0 | 0 | 0 | 0 | 0
nuclear | 0 | 0 | 0 | 0 | 0 | 0 | 0 | 0 | 0 | 0 | 0 | 0 | 0 | 0 | 0 | 0
hydro | 0 | 0 | 0 | 0 | 0 | 0 | 0 | 0 | 0 | 0 | 0 | 0 | 0 | 0 | 0 | 0
onshore wind | 0 | 0 | 0 | 0 | 0 | 0 | 0 | 0 | 0 | 0 | 0 | 0 | 0 | 0 | 0 | 0
solar PV | 0 | 0 | 0 | 0 | 0 | 0 | 0 | 0 | 0 | 0 | 0 | 0 | 0 | 0 | 0 | 0
solar thermal | 0 | 0 | 0 | 0 | 0 | 0 | 0 | 0 | 0 | 0 | 0 | 0 | 0 | 0 | 0 | 0
biomass | 0 | 0 | 0 | 0 | 0 | 0 | 0 | 0 | 0 | 0 | 0 | 0 | 0 | 0 | 0 | 0
geothermal | 0 | 0 | 0 | 0 | 0 | 0 | 0 | 0 | 0 | 0 | 0 | 0 | 0 | 0 | 0 | 0
petroleum | 0 | 0 | 0 | 0 | 0 | 0 | 0 | 0 | 0 | 0 | 0 | 0 | 0 | 0 | 0 | 0
natural gas peaker | 0 | 0 | 0 | 0 | 0 | 0 | 0 | 0 | 0 | 0 | 0 | 0 | 0 | 0 | 0 | 0
lignite | 0 | 0 | 0 | 0 | 0 | 0 | 0 | 0 | 0 | 0 | 0 | 0 | 0 | 0 | 0 | 0
offshore wind | 0 | 0 | 0 | 0 | 0 | 0 | 0 | 0 | 0 | 0 | 0 | 0 | 0 | 0 | 0 | 0
crude oil | 0 | 0 | 0 | 0 | 0 | 0 | 0 | 0 | 0 | 0 | 0 | 0 | 0 | 0 | 0 | 0
heavy or residual fuel oil | 0 | 0 | 0 | 0 | 0 | 0 | 0 | 0 | 0 | 0 | 0 | 0 | 0 | 0 | 0 | 0
municipal solid waste | 0 | 0 | 0 | 0 | 0 | 0 | 0 | 0 | 0 | 0 | 0 | 0 | 0 | 0 | 0 | 0